## BoQ1 (hidden)
Item Wise BoQ
BoQ_Ver3.1 | Item Wise | Normal | INR Only | INR
Select, Excess (+), Less (-)
Tender Inviting Authority: Dean of Infrastructure and Planning, IIT KANPUR
Name of Work: ""Construction of a G+3 Block in the Premises of Existing Girls’ Hostel""
Contract No: Building/06/03/2023-1
Name of the Bidder/ Bidding Firm / Company :
PRICE SCHEDULE (This BOQ template must not be modified/replaced by the bidder and the same should be uploaded after filling the relevant columns, else the bidder is liable to be rejected for this tender. Bidders are allowed to enter the Bidder Name and Values only ). The Basic Cost is inclusive of charges and Taxes.
NUMBER # | TEXT # | TEXT # | NUMBER # | TEXT # | NUMBER | NUMBER | TEXT | TEXT # | NUMBER # | TEXT# | TEXT # | NUMBER # | NUMBER | NUMBER | NUMBER | NUMBER | TEXT | TEXT | NUMBER | NUMBER | NUMBER | NUMBER | TEXT | TEXT | NUMBER | NUMBER | NUMBER | NUMBER | TEXT | TEXT | NUMBER | NUMBER | NUMBER | NUMBER | TEXT | TEXT | NUMBER | NUMBER | NUMBER | NUMBER | TEXT | TEXT | NUMBER | NUMBER | NUMBER # | NUMBER # | TEXT | TEXT | NUMBER # | NUMBER # | DATE | NUMBER # | NUMBER # | TEXT #
Sl. No. | Item Description | Item Code / Make | Quantity | Units | HSN Code | GSTIN No. |  | Addition / Deduction | Addition / Deduction Values | Currency Convertion against each Item | Quoted Currency in INR / Other Currency | BASIC RATE In Figures To be entered by the Bidder in Rs. P | Total Basic Cost(Rs) (B) | Freight Charges (Rs.) | Packing & Forwading Charges (Rs.) | GST in % | GST in Rs. (F) | Sub Total(Basic Cost+ P& F + Freight) Rs. (E) | GST in % | GST in Rs. (F) | Billing Price to ALIMCO (G) | Less Input credit available | Cost To compare | [28 empty] | TOTAL AMOUNT Without Taxes in Rs. P | TOTAL AMOUNT With Taxes Rs. | TOTAL AMOUNT In Words
1 | 2 | 3 | 4 | 5 | 6 | 7 | 8 | 9 | 10 | 11 | 12 | 7 | 8 | 9 | 10 | 11 | 12 | 13 | 14 | 21 | 22 | 23 | 24 | 25 | 26 | 27 | 28 | 29 | 30 | 31 | 32 | 33 | 34 | 35 | 36 | 37 | 38 | 39 | 40 | 41 | 42 | 43 | 44 | 45 | 46 | 47 | 48 | 49 | 50 | 51 | 52 | 15 | 16 | 17
1.01 | EARTHWORKS | [53 empty] | 1.01 | EARTHWORKS |  |  |  | Supplying, Conveying and fixing spls. Including eart | item1 | 123.223 | Nos
1.02 | Earth work in excavation by mechanical means (Hydraulic excavator)/manual means over areas (exceeding 30 cm in depth, 1.5 m in width as well as 10 sqm on plan) including getting out and disposal of excavated earth lead upto 50 m and lift upto 1.5 m, as directed by Engineer-in charg | item2 | 2200 | cum |  |  |  | Excess(+) | 1 | Full Conversion | INR |  | 0 |  |  |  | 0 | 0 |  | 0 | 0 | [30 empty] | 0 | 0 | INR Zero Only | 1.02 | Earth work in excavation by mechanical means (Hydraulic excavator)/manual means over areas (exceeding 30 cm in depth, 1.5 m in width as well as 10 sqm on plan) including getting out and disposal of excavated earth lead upto 50 m and lift upto 1.5 m, as directed by Engineer-in charg | item2 | 2200 | cum
1.03 | Filling available excavated earth (excluding rock) in trenches, plinth, sides of foundations etc. in layers not exceeding 20cm in depth, consolidating each deposited layer by ramming and watering, lead up to 50 m and lift upto 1.5 m. | item3 | 364 | cum |  |  |  | Excess(+) | 1 | Full Conversion | INR |  | 0 |  |  |  | 0 | 0 |  | 0 | 0 | [30 empty] | 0 | 0 | INR Zero Only | 1.03 | Filling available excavated earth (excluding rock) in trenches, plinth, sides of foundations etc. in layers not exceeding 20cm in depth, consolidating each deposited layer by ramming and watering, lead up to 50 m and lift upto 1.5 m. | item3 | 364 | cum
1.04 | Excavating, supplying and filling of local earth (including royalty) by mechanical transport upto a lead of 5km also including ramming and watering of the earth in layers not exceeding 20 cm in trenches, plinth, sides of foundation etc. complete. | item4 | 334 | cum |  |  |  | Excess(+) | 1 | Full Conversion | INR |  | 0 |  |  |  | 0 | 0 |  | 0 | 0 | [30 empty] | 0 | 0 | INR Zero Only | 1.04 | Excavating, supplying and filling of local earth (including royalty) by mechanical transport upto a lead of 5km also including ramming and watering of the earth in layers not exceeding 20 cm in trenches, plinth, sides of foundation etc. complete. | item4 | 334 | cum
1.05 | Extra for every additional lift of 1.5 m or part thereof in excavation /banking excavated or stacked materials. | [53 empty] | 1.05 | Extra for every additional lift of 1.5 m or part thereof in excavation /banking excavated or stacked materials.
1.06 | All kinds of soil | item6 | 200 | cum |  |  |  | Excess(+) | 1 | Full Conversion | INR |  | 0 |  |  |  | 0 | 0 |  | 0 | 0 | [30 empty] | 0 | 0 | INR Zero Only | 1.06 | All kinds of soil | item6 | 200 | cum
1.07 | Supplying and filling in plinth with sand under floors, including watering, ramming, consolidating and dressing complete | item7 | 132 | cum |  |  |  | Excess(+) | 1 | Full Conversion | INR |  | 0 |  |  |  | 0 | 0 |  | 0 | 0 | [30 empty] | 0 | 0 | INR Zero Only | 1.07 | Supplying and filling in plinth with sand under floors, including watering, ramming, consolidating and dressing complete | item7 | 132 | cum
1.08 | CONCRETE AND ALLIED WORKS | [53 empty] | 1.08 | CONCRETE AND ALLIED WORKS
1.09 | 1:2:4 (1 cement : 2 coarse sand (zone-III) derived from natural sources : 4 graded stone aggregate 20 mm nominal size derived from natural sources | item9 | 140 | cum |  |  |  | Excess(+) | 1 | Full Conversion | INR |  | 0 |  |  |  | 0 | 0 |  | 0 | 0 | [30 empty] | 0 | 0 | INR Zero Only | 1.09 | 1:2:4 (1 cement : 2 coarse sand (zone-III) derived from natural sources : 4 graded stone aggregate 20 mm nominal size derived from natural sources | item9 | 140 | cum
1.1 | Making plinth protection 50mm thick of cement concrete 1:3:6 (1 cement : 3 coarse sand (zone-III) derived from natural sources : 6 graded stone aggregate 20 mm nominal size derived from natural sources) over 75mm thick bed of dry brick ballast 40 mm nominal size, well rammed and consolidated and grouted with fine sand, including necessary excavation, levelling & dressing & finishing the top smooth. | item10 | 244 | cum |  |  |  | Excess(+) | 1 | Full Conversion | INR |  | 0 |  |  |  | 0 | 0 |  | 0 | 0 | [30 empty] | 0 | 0 | INR Zero Only | 1.1 | Making plinth protection 50mm thick of cement concrete 1:3:6 (1 cement : 3 coarse sand (zone-III) derived from natural sources : 6 graded stone aggregate 20 mm nominal size derived from natural sources) over 75mm thick bed of dry brick ballast 40 mm nominal size, well rammed and consolidated and grouted with fine sand, including necessary excavation, levelling & dressing & finishing the top smooth. | item10 | 244 | cum
1.11 | Reinforced Cement Concrete | [53 empty] | 1.11 | Reinforced Cement Concrete
1.12 | Reinforced cement concrete work in beams, suspended floors, roofs having slope up to 15° landings, balconies, shelves, chajjas, lintels, bands, plain window sills, staircases and spiral stair cases above plinth level up to floor five level, excluding the cost of centering, shuttering, finishing and reinforcement with 1:1.5:3 (1 cement : 1.5 coarse sand(zone-III) derived from natural sources : 3 graded stone aggregate 20 mm nominal size derived from natural sources). | item12 | 10 | cum |  |  |  | Excess(+) | 1 | Full Conversion | INR |  | 0 |  |  |  | 0 | 0 |  | 0 | 0 | [30 empty] | 0 | 0 | INR Zero Only | 1.12 | Reinforced cement concrete work in beams, suspended floors, roofs having slope up to 15° landings, balconies, shelves, chajjas, lintels, bands, plain window sills, staircases and spiral stair cases above plinth level up to floor five level, excluding the cost of centering, shuttering, finishing and reinforcement with 1:1.5:3 (1 cement : 1.5 coarse sand(zone-III) derived from natural sources : 3 graded stone aggregate 20 mm nominal size derived from natural sources). | item12 | 10 | cum
1.13 | Centering and shuttering including strutting, propping etc. and removal of form for: | [53 empty] | 1.13 | Centering and shuttering including strutting, propping etc. and removal of form for:
1.14 | Foundations, footings, bases of columns, etc. for mass concrete | item14 | 1600 | sqm |  |  |  | Excess(+) | 1 | Full Conversion | INR |  | 0 |  |  |  | 0 | 0 |  | 0 | 0 | [30 empty] | 0 | 0 | INR Zero Only | 1.14 | Foundations, footings, bases of columns, etc. for mass concrete | item14 | 1600 | sqm
1.15 | Suspended floors, roofs, landings, balconies and access platform | item15 | 3000 | sqm |  |  |  | Excess(+) | 1 | Full Conversion | INR |  | 0 |  |  |  | 0 | 0 |  | 0 | 0 | [30 empty] | 0 | 0 | INR Zero Only | 1.15 | Suspended floors, roofs, landings, balconies and access platform | item15 | 3000 | sqm
1.16 | Lintels, beams, plinth beams, girders, bressumers and cantilevers | item16 | 1000 | sqm |  |  |  | Excess(+) | 1 | Full Conversion | INR |  | 0 |  |  |  | 0 | 0 |  | 0 | 0 | [30 empty] | 0 | 0 | INR Zero Only | 1.16 | Lintels, beams, plinth beams, girders, bressumers and cantilevers | item16 | 1000 | sqm
1.17 | Columns, Pillars, Piers, Abutments, Posts and Struts | item17 | 1000 | sqm |  |  |  | Excess(+) | 1 | Full Conversion | INR |  | 0 |  |  |  | 0 | 0 |  | 0 | 0 | [30 empty] | 0 | 0 | INR Zero Only | 1.17 | Columns, Pillars, Piers, Abutments, Posts and Struts | item17 | 1000 | sqm
1.18 | Steel reinforcement for R.C.C. work including straightening, cutting, bending, placing in position and binding all complete upto plinth level. | [53 empty] | 1.18 | Steel reinforcement for R.C.C. work including straightening, cutting, bending, placing in position and binding all complete upto plinth level.
1.19 | Thermo-Mechanically Treated bars of grade Fe-500D or more. | item19 | 7000 | Kg |  |  |  | Excess(+) | 1 | Full Conversion | INR |  | 0 |  |  |  | 0 | 0 |  | 0 | 0 | [30 empty] | 0 | 0 | INR Zero Only | 1.19 | Thermo-Mechanically Treated bars of grade Fe-500D or more. | item19 | 7000 | Kg
1.2 | Steel reinforcement for R.C.C. work including straightening, cutting, bending, placing in position and binding all complete above plinth level. | [53 empty] | 1.2 | Steel reinforcement for R.C.C. work including straightening, cutting, bending, placing in position and binding all complete above plinth level.
1.21 | Thermo-Mechanically Treated bars of grade Fe-500D or more. | item21 | 20000 | Kg |  |  |  | Excess(+) | 1 | Full Conversion | INR |  | 0 |  |  |  | 0 | 0 |  | 0 | 0 | [30 empty] | 0 | 0 | INR Zero Only | 1.21 | Thermo-Mechanically Treated bars of grade Fe-500D or more. | item21 | 20000 | Kg
1.22 | Providing and laying in position ready mixed or site batched design mix cement concrete for reinforced cement concrete work; using coarse aggregate and fine aggregate derived from natural sources, Portland Pozzolana / Ordinary Portland /Portland Slag cement, admixtures in recommended proportions as per IS: 9103 to accelerate / retard setting of concrete, to improve durability and workability without impairing strength; including pumping of concrete to site of laying, curing, carriage for all leads; but excluding the cost of centering, shuttering, finishing and reinforcement as per direction of the engineer-in-charge; for the following grades of concrete. Note: Extra cement up to 10% of the minimum specified cement content in design mix shall be payable separately. In case the cement content in design mix is more than 110% of the specified minimum cement content, the contractor shall have discretion to either re-design the mix or bear the cost of extra cement. | [53 empty] | 1.22 | Providing and laying in position ready mixed or site batched design mix cement concrete for reinforced cement concrete work; using coarse aggregate and fine aggregate derived from natural sources, Portland Pozzolana / Ordinary Portland /Portland Slag cement, admixtures in recommended proportions as per IS: 9103 to accelerate / retard setting of concrete, to improve durability and workability without impairing strength; including pumping of concrete to site of laying, curing, carriage for all leads; but excluding the cost of centering, shuttering, finishing and reinforcement as per direction of the engineer-in-charge; for the following grades of concrete. Note: Extra cement up to 10% of the minimum specified cement content in design mix shall be payable separately. In case the cement content in design mix is more than 110% of the specified minimum cement content, the contractor shall have discretion to either re-design the mix or bear the cost of extra cement.
1.23 | All Works upto plinth level: | [53 empty] | 1.23 | All Works upto plinth level:
1.24 | Concrete of M25 grade with minimum cement content of 330 kg /cum | item24 | 120 | cum |  |  |  | Excess(+) | 1 | Full Conversion | INR |  | 0 |  |  |  | 0 | 0 |  | 0 | 0 | [30 empty] | 0 | 0 | INR Zero Only | 1.24 | Concrete of M25 grade with minimum cement content of 330 kg /cum | item24 | 120 | cum
1.25 | Concrete of M30 grade with minimum cement content of 390 kg/cum | item25 | 350 | cum |  |  |  | Excess(+) | 1 | Full Conversion | INR |  | 0 |  |  |  | 0 | 0 |  | 0 | 0 | [30 empty] | 0 | 0 | INR Zero Only | 1.25 | Concrete of M30 grade with minimum cement content of 390 kg/cum | item25 | 350 | cum
1.26 | All works above plinth level upto floor V level | [53 empty] | 1.26 | All works above plinth level upto floor V level
1.27 | Concrete of M30 grade with minimum cement content of 390 kg/cum | item27 | 350 | cum |  |  |  | Excess(+) | 1 | Full Conversion | INR |  | 0 |  |  |  | 0 | 0 |  | 0 | 0 | [30 empty] | 0 | 0 | INR Zero Only | 1.27 | Concrete of M30 grade with minimum cement content of 390 kg/cum | item27 | 350 | cum
1.28 | Providing and fixing roofing consist of 0.8 mm thick galvanized steel deck sheet confirming to IS 277:1992 used as permanent shuttering over which MS wire mesh 3mm laid at 100x100 mm grid including edge trim covered with concrete. This metal deck will be supported on structural steel beam with shear studs. (Structural steel like Beam, column, joists etc. & concrete of different grade as per design will be paid separately). | item28 | 2400 | SQM |  |  |  | Excess(+) | 1 | Full Conversion | INR |  | 0 |  |  |  | 0 | 0 |  | 0 | 0 | [30 empty] | 0 | 0 | INR Zero Only | 1.28 | Providing and fixing roofing consist of 0.8 mm thick galvanized steel deck sheet confirming to IS 277:1992 used as permanent shuttering over which MS wire mesh 3mm laid at 100x100 mm grid including edge trim covered with concrete. This metal deck will be supported on structural steel beam with shear studs. (Structural steel like Beam, column, joists etc. & concrete of different grade as per design will be paid separately). | item28 | 2400 | SQM
1.29 | Fabrication and manufacturing of solid precast concrete element with provisions of shear keys, connecting loops, dowel tubes and proper lifting accessories for walls, beams, slabs, stairs, column etc, of various thickness, shape and size of different concrete grades manufactured in controlled factory environment with approved methodology including moulds (Pallet system, Tilts form, table moulds, battery moulds, vertical moulds, beam moulds, column moulds, staircase moulds, Facade mould, etc.), mixing, transporting and placing of concrete, vibrating, curing, finishing, making necessary cutout/holes of required sizes for services, yard handling & stacking all complete as per IS 11447:1985 and as per approved shop drawings and design mix as per the direction of Engineer-in-Charge (Cost of reinforcement, Mechanical, Electrical and Plumbing inserts will be paid separately). | [53 empty] | 1.29 | Fabrication and manufacturing of solid precast concrete element with provisions of shear keys, connecting loops, dowel tubes and proper lifting accessories for walls, beams, slabs, stairs, column etc, of various thickness, shape and size of different concrete grades manufactured in controlled factory environment with approved methodology including moulds (Pallet system, Tilts form, table moulds, battery moulds, vertical moulds, beam moulds, column moulds, staircase moulds, Facade mould, etc.), mixing, transporting and placing of concrete, vibrating, curing, finishing, making necessary cutout/holes of required sizes for services, yard handling & stacking all complete as per IS 11447:1985 and as per approved shop drawings and design mix as per the direction of Engineer-in-Charge (Cost of reinforcement, Mechanical, Electrical and Plumbing inserts will be paid separately).
1.3 | Concrete grade M-35 (Cement content 370 kgs) - Stair treads precast slabs 40 mm thick | item30 | 2 | cum |  |  |  | Excess(+) | 1 | Full Conversion | INR |  | 0 |  |  |  | 0 | 0 |  | 0 | 0 | [30 empty] | 0 | 0 | INR Zero Only | 1.3 | Concrete grade M-35 (Cement content 370 kgs) - Stair treads precast slabs 40 mm thick | item30 | 2 | cum
1.31 | MASONRY WORKS | [53 empty] | 1.31 | MASONRY WORKS
1.32 | Brick work with common burnt clay F.P.S. (non modular) bricks of class designation 7.5 in superstructure above plinth level up to floor V level in all shapes and sizes in :Cement mortar 1:4 (1 cement : 4 coarse sand) | item32 | 20 | Cum |  |  |  | Excess(+) | 1 | Full Conversion | INR |  | 0 |  |  |  | 0 | 0 |  | 0 | 0 | [30 empty] | 0 | 0 | INR Zero Only | 1.32 | Brick work with common burnt clay F.P.S. (non modular) bricks of class designation 7.5 in superstructure above plinth level up to floor V level in all shapes and sizes in :Cement mortar 1:4 (1 cement : 4 coarse sand) | item32 | 20 | Cum
1.33 | Providing and laying autoclaved aerated cement blocks masonry with 100 mm thick AAC blocks in super structure above plinth level up to floor V level in cement mortar 1:4 (1 cement : 4 coarse sand ). The rate includes providing and placing in position 2 Nos 6 mm dia M.S. bars at every third course of masonry work. | item33 | 20 | Cum |  |  |  | Excess(+) | 1 | Full Conversion | INR |  | 0 |  |  |  | 0 | 0 |  | 0 | 0 | [30 empty] | 0 | 0 | INR Zero Only | 1.33 | Providing and laying autoclaved aerated cement blocks masonry with 100 mm thick AAC blocks in super structure above plinth level up to floor V level in cement mortar 1:4 (1 cement : 4 coarse sand ). The rate includes providing and placing in position 2 Nos 6 mm dia M.S. bars at every third course of masonry work. | item33 | 20 | Cum
1.34 | Providing and laying autoclaved aerated cement blocks masonry with 150mm/230mm/300 mm thick AAC blocks in super structure above plinth level up to floor V level with RCC band at sill level and lintel level with approved block laying polymer modified adhesive mortar all complete as per direction of Engineer-in-Charge. (The payment of RCC band and reinforcement shall be made for seperately). | item34 | 700 | cum |  |  |  | Excess(+) | 1 | Full Conversion | INR |  | 0 |  |  |  | 0 | 0 |  | 0 | 0 | [30 empty] | 0 | 0 | INR Zero Only | 1.34 | Providing and laying autoclaved aerated cement blocks masonry with 150mm/230mm/300 mm thick AAC blocks in super structure above plinth level up to floor V level with RCC band at sill level and lintel level with approved block laying polymer modified adhesive mortar all complete as per direction of Engineer-in-Charge. (The payment of RCC band and reinforcement shall be made for seperately). | item34 | 700 | cum
1.35 | Cladding Work | [53 empty] | 1.35 | Cladding Work
1.36 | Providing and fixing 18 mm thick gang saw cut, mirror polished, premoulded and prepolished, machine cut for kitchen platforms, vanity counters, window sills, facias and similar locations of required size, approved shade, colour and texture laid over 20 mm thick base cement mortar 1:4 (1 cement : 4 coarse sand), joints treated with white cement, mixed with matching pigment, epoxy touch ups, including rubbing, curing, moulding and polishing to edges to give high gloss finish etc. complete at all levels. | [53 empty] | 1.36 | Providing and fixing 18 mm thick gang saw cut, mirror polished, premoulded and prepolished, machine cut for kitchen platforms, vanity counters, window sills, facias and similar locations of required size, approved shade, colour and texture laid over 20 mm thick base cement mortar 1:4 (1 cement : 4 coarse sand), joints treated with white cement, mixed with matching pigment, epoxy touch ups, including rubbing, curing, moulding and polishing to edges to give high gloss finish etc. complete at all levels.
1.37 | Raj Nagar Plain white marble/ Udaipur green marble/ Zebra black marble of any colour and shade - Area of slab over 0.50 sqm | item37 | 200 | Sqm |  |  |  | Excess(+) | 1 | Full Conversion | INR |  | 0 |  |  |  | 0 | 0 |  | 0 | 0 | [30 empty] | 0 | 0 | INR Zero Only | 1.37 | Raj Nagar Plain white marble/ Udaipur green marble/ Zebra black marble of any colour and shade - Area of slab over 0.50 sqm | item37 | 200 | Sqm
1.38 | Granite stone slab colour black, Cherry/Ruby red - Area of slab over 0.50 sqm | item38 | 36 | SQM |  |  |  | Excess(+) | 1 | Full Conversion | INR |  | 0 |  |  |  | 0 | 0 |  | 0 | 0 | [30 empty] | 0 | 0 | INR Zero Only | 1.38 | Granite stone slab colour black, Cherry/Ruby red - Area of slab over 0.50 sqm | item38 | 36 | SQM
1.39 | Providing edge moulding to 18 mm thick marble stone counters, Vanities etc., including machine polishing to edge to give high gloss finish etc. complete as per design approved by Engineer-in-Charge. | [53 empty] | 1.39 | Providing edge moulding to 18 mm thick marble stone counters, Vanities etc., including machine polishing to edge to give high gloss finish etc. complete as per design approved by Engineer-in-Charge.
1.4 | Granite work | item40 | 76 | Metre |  |  |  | Excess(+) | 1 | Full Conversion | INR |  | 0 |  |  |  | 0 | 0 |  | 0 | 0 | [30 empty] | 0 | 0 | INR Zero Only | 1.4 | Granite work | item40 | 76 | Metre
1.41 | Extra for fixing marble /granite stone, over and above corresponding basic item, in facia and drops of width upto 150 mm with epoxy resin based adhesive, including cleaning etc. complete. | item41 | 76 | Metre |  |  |  | Excess(+) | 1 | Full Conversion | INR |  | 0 |  |  |  | 0 | 0 |  | 0 | 0 | [30 empty] | 0 | 0 | INR Zero Only | 1.41 | Extra for fixing marble /granite stone, over and above corresponding basic item, in facia and drops of width upto 150 mm with epoxy resin based adhesive, including cleaning etc. complete. | item41 | 76 | Metre
1.42 | Extra for providing opening of required size & shape for wash basin/ kitchen sink in kitchen platform, vanity counter and similar location in marble/ Granite/ stone work, including necessary holes for pillar taps etc. including moulding, rubbing and polishing of cut edges etc. complete. | item42 | 72 | each |  |  |  | Excess(+) | 1 | Full Conversion | INR |  | 0 |  |  |  | 0 | 0 |  | 0 | 0 | [30 empty] | 0 | 0 | INR Zero Only | 1.42 | Extra for providing opening of required size & shape for wash basin/ kitchen sink in kitchen platform, vanity counter and similar location in marble/ Granite/ stone work, including necessary holes for pillar taps etc. including moulding, rubbing and polishing of cut edges etc. complete. | item42 | 72 | each
1.43 | WOOD & PVC WORKS | [53 empty] | 1.43 | WOOD & PVC WORKS
1.44 | Providing and fixing ISI marked flush door shutters conforming to IS :2202 (Part I) non-decorative type, core of block board construction with frame of 1st class hard wood and well matched commercial 3 ply veneering with vertical grains or cross bands and face veneers on both faces of shutters: | [53 empty] | 1.44 | Providing and fixing ISI marked flush door shutters conforming to IS :2202 (Part I) non-decorative type, core of block board construction with frame of 1st class hard wood and well matched commercial 3 ply veneering with vertical grains or cross bands and face veneers on both faces of shutters:
1.45 | 35 mm thick including ISI marked Stainless Steel butt hinges with necessary screws | item45 | 370 | sqm |  |  |  | Excess(+) | 1 | Full Conversion | INR |  | 0 |  |  |  | 0 | 0 |  | 0 | 0 | [30 empty] | 0 | 0 | INR Zero Only | 1.45 | 35 mm thick including ISI marked Stainless Steel butt hinges with necessary screws | item45 | 370 | sqm
1.46 | Extra for providing lipping with 2nd class teak wood battens 25 mm minimum depth on all edges of flush door shutters (over all area of door shutter to be measured). | item46 | 370 | sqm |  |  |  | Excess(+) | 1 | Full Conversion | INR |  | 0 |  |  |  | 0 | 0 |  | 0 | 0 | [30 empty] | 0 | 0 | INR Zero Only | 1.46 | Extra for providing lipping with 2nd class teak wood battens 25 mm minimum depth on all edges of flush door shutters (over all area of door shutter to be measured). | item46 | 370 | sqm
1.47 | Providing & Fixing decorative high pressure laminated sheet of plain / wood grain in gloss / matt/ suede finish with high density protective surface layer and reverse side of adhesive bonding quality conforming to IS : 2046 Type S, including cost of adhesive of approved quality | [53 empty] | 1.47 | Providing & Fixing decorative high pressure laminated sheet of plain / wood grain in gloss / matt/ suede finish with high density protective surface layer and reverse side of adhesive bonding quality conforming to IS : 2046 Type S, including cost of adhesive of approved quality
1.48 | 1.0 mm thick | item48 | 750 | sqm |  |  |  | Excess(+) | 1 | Full Conversion | INR |  | 0 |  |  |  | 0 | 0 |  | 0 | 0 | [30 empty] | 0 | 0 | INR Zero Only | 1.48 | 1.0 mm thick | item48 | 750 | sqm
1.49 | Providing and fixing factory made uPVC white colour casement/casement cum fixed glazed windows comprising of uPVC multi-chambered frame, sash and mullion (where ever required) extruded profiles duly reinforced with 1.60 ± 0.2 mm thick galvanized mild steel section made from roll forming process of required length (shape & size according to uPVC profile), uPVC extruded glazing beads of appropriate dimension, EPDM gasket, stainless steel (SS 304 grade) friction hinges, zinc alloy (white powder coated) casement handles, G.I fasteners 100 x 8 mm size for fixing frame to finished wall, plastic packers, plastic caps and necessary stainless steel screws etc. Profile of frame & sash shall be mitred cut and fusion welded at all corners, mullion (if required) shall be also fusion welded including drilling of holes for fixing hardware's and drainage of water etc. After fixing frame the gap between frame and adjacent finished wall shall be filled with weather proof silicon sealant over backer rod of required size and of approved quality, all complete as per approved drawing & direction of Engineer-in-Charge. (Single / double glass panes and silicon sealant shall be paid separately). Variation in profile dimension in higher side shall be accepted but no extra payment on this account shall be made. Note: For uPVC frame, sash and mullion extruded profiles minus 5% tolerancein dimension i.e. in depth & width of profile shall be acceptable. | [53 empty] | 1.49 | Providing and fixing factory made uPVC white colour casement/casement cum fixed glazed windows comprising of uPVC multi-chambered frame, sash and mullion (where ever required) extruded profiles duly reinforced with 1.60 ± 0.2 mm thick galvanized mild steel section made from roll forming process of required length (shape & size according to uPVC profile), uPVC extruded glazing beads of appropriate dimension, EPDM gasket, stainless steel (SS 304 grade) friction hinges, zinc alloy (white powder coated) casement handles, G.I fasteners 100 x 8 mm size for fixing frame to finished wall, plastic packers, plastic caps and necessary stainless steel screws etc. Profile of frame & sash shall be mitred cut and fusion welded at all corners, mullion (if required) shall be also fusion welded including drilling of holes for fixing hardware's and drainage of water etc. After fixing frame the gap between frame and adjacent finished wall shall be filled with weather proof silicon sealant over backer rod of required size and of approved quality, all complete as per approved drawing & direction of Engineer-in-Charge. (Single / double glass panes and silicon sealant shall be paid separately). Variation in profile dimension in higher side shall be accepted but no extra payment on this account shall be made. Note: For uPVC frame, sash and mullion extruded profiles minus 5% tolerancein dimension i.e. in depth & width of profile shall be acceptable.
1.5 | Casement window double panels with S.S. friction hinges (300 x 19 x 1.9 mm) made of (small series) frame 47 x 50 mm, sash 47 x 68 mm & mullion 47 x 68 mm all having wall thickness of 1.9 ± 0.2 mm and single glazing bead of appropriate dimension. (Area of window above 0.75 sqm upto 1.50 sqm). | item50 | 280 | sqm |  |  |  | Excess(+) | 1 | Full Conversion | INR |  | 0 |  |  |  | 0 | 0 |  | 0 | 0 | [30 empty] | 0 | 0 | INR Zero Only | 1.5 | Casement window double panels with S.S. friction hinges (300 x 19 x 1.9 mm) made of (small series) frame 47 x 50 mm, sash 47 x 68 mm & mullion 47 x 68 mm all having wall thickness of 1.9 ± 0.2 mm and single glazing bead of appropriate dimension. (Area of window above 0.75 sqm upto 1.50 sqm). | item50 | 280 | sqm
1.51 | Providing and fixing factory made uPVC white colour fixed glazed windows/ventilators comprising of uPVC multi-chambered frame and mullion (where ever required) extruded profiles duly reinforced with 1.60 ± 0.2mm thick galvanized mild steel section made from roll forming process of required length (shape & size according to uPVC profile), , uPVC extruded glazing beads of appropriate dimension, EPDM gasket, G.I fasteners 100 x 8 mm size for fixing frame to finished wall, plastic packers, plastic caps and necessary stainless steel screws etc. Profile of frame shall be mitred cut and fusion welded at all corners, mullion (if required) shall be also fusion welded including drilling of holes for fixing hardware's and drainage of water etc. After fixing frame the gap between frame and adjacent finished wall shall be filled with weather proof silicon sealant over backer rod of required size and of approved quality, all complete as per approved drawing & direction of Engineer-in-Charge. (Single / double glass panes and silicon sealant shall be paid separately). Variation in profile dimension in higher side shall be accepted ut no extra payment on this account shall be made. Note: For uPVC frame, sash and mullion extruded profiles minus 5% tolerance in dimension i.e. in depth & width of profile shall be acceptable. | [53 empty] | 1.51 | Providing and fixing factory made uPVC white colour fixed glazed windows/ventilators comprising of uPVC multi-chambered frame and mullion (where ever required) extruded profiles duly reinforced with 1.60 ± 0.2mm thick galvanized mild steel section made from roll forming process of required length (shape & size according to uPVC profile), , uPVC extruded glazing beads of appropriate dimension, EPDM gasket, G.I fasteners 100 x 8 mm size for fixing frame to finished wall, plastic packers, plastic caps and necessary stainless steel screws etc. Profile of frame shall be mitred cut and fusion welded at all corners, mullion (if required) shall be also fusion welded including drilling of holes for fixing hardware's and drainage of water etc. After fixing frame the gap between frame and adjacent finished wall shall be filled with weather proof silicon sealant over backer rod of required size and of approved quality, all complete as per approved drawing & direction of Engineer-in-Charge. (Single / double glass panes and silicon sealant shall be paid separately). Variation in profile dimension in higher side shall be accepted ut no extra payment on this account shall be made. Note: For uPVC frame, sash and mullion extruded profiles minus 5% tolerance in dimension i.e. in depth & width of profile shall be acceptable.
1.52 | Fixed window / ventilator made of (small series) frame 47 x 50 mm & mullion 47 x 68 mm both having wall thickness of 1.9 ± 0.2 mm and single glazing bead of appropriate dimension. (Area upto 0.75 sqm.) | item52 | 40 | sqm |  |  |  | Excess(+) | 1 | Full Conversion | INR |  | 0 |  |  |  | 0 | 0 |  | 0 | 0 | [30 empty] | 0 | 0 | INR Zero Only | 1.52 | Fixed window / ventilator made of (small series) frame 47 x 50 mm & mullion 47 x 68 mm both having wall thickness of 1.9 ± 0.2 mm and single glazing bead of appropriate dimension. (Area upto 0.75 sqm.) | item52 | 40 | sqm
1.53 | Providing and fixing fire resistant door frame of section 50 x 60 mm on horizontal side & 35 x 60 mm on vertical sides having built in rebate made out of 1.6 mm thick GI sheet ( Zinc coating not less than 120gm/m²) suitable for mounting 120 min Fire Rated Glazed Door Shutters. The frame shall be filled with Mineral wool Insulation having density min 96Kg/m³ . The frame will have a provision of G.I. Anchor fastners 14 nos ( 5 each on vertical style & 4 on horizontal style of size M10 x 80 ) suitable for fixing in the opening along with Factory made Template for SS Ball Bearing Hinges of Size 100x89x3mm for fixing of fire rated glazed shutter . The frame shall be finished with a approved fire resistant primer or Powder coating of not less than 30 micron in desired shade as per the directions of Engineer - in- charge . (Cost of SS ball bearing hinges is excluded). | item53 | 44 | meter |  |  |  | Excess(+) | 1 | Full Conversion | INR |  | 0 |  |  |  | 0 | 0 |  | 0 | 0 | [30 empty] | 0 | 0 | INR Zero Only | 1.53 | Providing and fixing fire resistant door frame of section 50 x 60 mm on horizontal side & 35 x 60 mm on vertical sides having built in rebate made out of 1.6 mm thick GI sheet ( Zinc coating not less than 120gm/m²) suitable for mounting 120 min Fire Rated Glazed Door Shutters. The frame shall be filled with Mineral wool Insulation having density min 96Kg/m³ . The frame will have a provision of G.I. Anchor fastners 14 nos ( 5 each on vertical style & 4 on horizontal style of size M10 x 80 ) suitable for fixing in the opening along with Factory made Template for SS Ball Bearing Hinges of Size 100x89x3mm for fixing of fire rated glazed shutter . The frame shall be finished with a approved fire resistant primer or Powder coating of not less than 30 micron in desired shade as per the directions of Engineer - in- charge . (Cost of SS ball bearing hinges is excluded). | item53 | 44 | meter
1.54 | Providing and fixing 60 mm thick glazed fire resistant door shutters of 120 min Fire Rating confirming to IS:3614 (Part II) or EN1634-1:1999, tested and certified as per laboratory approved by Engineer-in-charge, with suitable mounting on door frame, consisting of vertical styles, top rail & side rail 60 mm x 60 mm wide and bottom rail of 110 mm x 60 mm made out of 1.6mm thick G.I. sheet (zinc coating not less than 120gm/m²) duly filled mineral wool insulation having density min 96 kg/ m³ and fixing with necessary stainless steel ball bearing hinges of size 100x89x3mm of approved make, including applying a coat of approved fire resistant primer or powder coating not less than 30 micron etc all complete as per direction of Engineer-in-charge (panelling to be paid for seperately). | item54 | 22 | sqm |  |  |  | Excess(+) | 1 | Full Conversion | INR |  | 0 |  |  |  | 0 | 0 |  | 0 | 0 | [30 empty] | 0 | 0 | INR Zero Only | 1.54 | Providing and fixing 60 mm thick glazed fire resistant door shutters of 120 min Fire Rating confirming to IS:3614 (Part II) or EN1634-1:1999, tested and certified as per laboratory approved by Engineer-in-charge, with suitable mounting on door frame, consisting of vertical styles, top rail & side rail 60 mm x 60 mm wide and bottom rail of 110 mm x 60 mm made out of 1.6mm thick G.I. sheet (zinc coating not less than 120gm/m²) duly filled mineral wool insulation having density min 96 kg/ m³ and fixing with necessary stainless steel ball bearing hinges of size 100x89x3mm of approved make, including applying a coat of approved fire resistant primer or powder coating not less than 30 micron etc all complete as per direction of Engineer-in-charge (panelling to be paid for seperately). | item54 | 22 | sqm
1.55 | Providing and fixing glazing in fire resistant door shutters, fixed panels & partitions etc., with G.I. beading made out of 1.6 mm thick G.I. sheet (zinc coating not less than 120 gm/m²) of size 20 x 33 mm screwed with M4 x 38 mm SS screws at distance 75 mm from the edges and 150 mm c/c , including applying a coat of approved fire resistant primer/ powder coating of not less than 30 micron on G.I. beading, & special ceramic tape of 5 x 20 mm size etc complete in all respect as per NBC 2016, IS 16231 (Part 3):2016 and as per direction of Engineer-in-charge with glass of required thickness having 120 minutes of fire resistance both integrity & radiation control (EW120) and minimum 20 minutes of insulation (EI20). The manufacturer have to give test report/certification of fire glass and the glass should have the stamp showing the value of E, EW & EI. The glass shall be tested in approved NABL accredited lab or by any other accreditation body which operates in accordance with ISO/IEC 17011 and accredits labs as per ISO/IEC 17025 for testing and calibration scopes shall be eligible. The maximum glazing size shall not be more than 1100x2200 mm (w x h) or 2.42 sqm. | item55 | 2 | sqm |  |  |  | Excess(+) | 1 | Full Conversion | INR |  | 0 |  |  |  | 0 | 0 |  | 0 | 0 | [30 empty] | 0 | 0 | INR Zero Only | 1.55 | Providing and fixing glazing in fire resistant door shutters, fixed panels & partitions etc., with G.I. beading made out of 1.6 mm thick G.I. sheet (zinc coating not less than 120 gm/m²) of size 20 x 33 mm screwed with M4 x 38 mm SS screws at distance 75 mm from the edges and 150 mm c/c , including applying a coat of approved fire resistant primer/ powder coating of not less than 30 micron on G.I. beading, & special ceramic tape of 5 x 20 mm size etc complete in all respect as per NBC 2016, IS 16231 (Part 3):2016 and as per direction of Engineer-in-charge with glass of required thickness having 120 minutes of fire resistance both integrity & radiation control (EW120) and minimum 20 minutes of insulation (EI20). The manufacturer have to give test report/certification of fire glass and the glass should have the stamp showing the value of E, EW & EI. The glass shall be tested in approved NABL accredited lab or by any other accreditation body which operates in accordance with ISO/IEC 17011 and accredits labs as per ISO/IEC 17025 for testing and calibration scopes shall be eligible. The maximum glazing size shall not be more than 1100x2200 mm (w x h) or 2.42 sqm. | item55 | 2 | sqm
1.56 | Providing and fixing Lock-Door Latch of GEZE HLC Package Consisting of: a) 19mm dia Lever handle sprung loaded on with 8mm rose Supplied with bolt through fixing. Suitable for 40 to 50mm door thickness Grub screw fixing onto 8mm x 100mm spindle longer spindle available for thicker door. Material: Stainless Steel 304 Finish: Satin Size: 130mm x 60mm projection from door surface. ESCUTCHEON INCLUDED b) 55mm Backset Sash lock with strike plate. Forend: Stainless Steel 304 Finish : Satin .c) 5 pin Euro profile knob cylinder with 3 keys, 60mm length Product Code -(8482004 + 8484001+98245242) or Lock-Door Latch of DORMA Pure 8100 type 2 package with pair of 8100 design lever handle on rose. including Lock 271 with Strike Plate, 55 mm backset 20 mm square forend including strike plate with 60mm Euro Profile Cylinder one side key & other side knobor equivalent make of HAFELE or any other make as approved by Engineer in charge | item56 | 112 | each |  |  |  | Excess(+) | 1 | Full Conversion | INR |  | 0 |  |  |  | 0 | 0 |  | 0 | 0 | [30 empty] | 0 | 0 | INR Zero Only | 1.56 | Providing and fixing Lock-Door Latch of GEZE HLC Package Consisting of: a) 19mm dia Lever handle sprung loaded on with 8mm rose Supplied with bolt through fixing. Suitable for 40 to 50mm door thickness Grub screw fixing onto 8mm x 100mm spindle longer spindle available for thicker door. Material: Stainless Steel 304 Finish: Satin Size: 130mm x 60mm projection from door surface. ESCUTCHEON INCLUDED b) 55mm Backset Sash lock with strike plate. Forend: Stainless Steel 304 Finish : Satin .c) 5 pin Euro profile knob cylinder with 3 keys, 60mm length Product Code -(8482004 + 8484001+98245242) or Lock-Door Latch of DORMA Pure 8100 type 2 package with pair of 8100 design lever handle on rose. including Lock 271 with Strike Plate, 55 mm backset 20 mm square forend including strike plate with 60mm Euro Profile Cylinder one side key & other side knobor equivalent make of HAFELE or any other make as approved by Engineer in charge | item56 | 112 | each
1.57 | Providing and fixing Mortice Cylindrical Lock-Mortice sash lock (Euro Profile) Non-handed & field reversible latch 5 pin Euro Profile Cylinder 60 mm, of DORMA Cylindrical Lock CK701 KS SSS Entrance Function or equivalent make of GEZE , HAFELE or any other make as approved by Engineer in charge. | [53 empty] | 1.57 | Providing and fixing Mortice Cylindrical Lock-Mortice sash lock (Euro Profile) Non-handed & field reversible latch 5 pin Euro Profile Cylinder 60 mm, of DORMA Cylindrical Lock CK701 KS SSS Entrance Function or equivalent make of GEZE , HAFELE or any other make as approved by Engineer in charge.
1.58 | SS Mortice lock without handle | item58 | 104 | each |  |  |  | Excess(+) | 1 | Full Conversion | INR |  | 0 |  |  |  | 0 | 0 |  | 0 | 0 | [30 empty] | 0 | 0 | INR Zero Only | 1.58 | SS Mortice lock without handle | item58 | 104 | each
1.59 | Providing and fixing stainless steel pull handle (SS 304 pull handle of DORMA model no. TGDID 300X22S, Satin SS304 or equivalent model of HAFELE, GEZE or equivalent approved make) , with nuts and screws etc. complete | item59 | 300 | each |  |  |  | Excess(+) | 1 | Full Conversion | INR |  | 0 |  |  |  | 0 | 0 |  | 0 | 0 | [30 empty] | 0 | 0 | INR Zero Only | 1.59 | Providing and fixing stainless steel pull handle (SS 304 pull handle of DORMA model no. TGDID 300X22S, Satin SS304 or equivalent model of HAFELE, GEZE or equivalent approved make) , with nuts and screws etc. complete | item59 | 300 | each
1.6 | Providing and fixing stainless steel tower bolts with necessary screws etc. complete :250x10 mm ( DORMA, or equivalent make of GEZE, HAFELE or any other make as approved by Engineer in charge) | item60 | 216 | each |  |  |  | Excess(+) | 1 | Full Conversion | INR |  | 0 |  |  |  | 0 | 0 |  | 0 | 0 | [30 empty] | 0 | 0 | INR Zero Only | 1.6 | Providing and fixing stainless steel tower bolts with necessary screws etc. complete :250x10 mm ( DORMA, or equivalent make of GEZE, HAFELE or any other make as approved by Engineer in charge) | item60 | 216 | each
1.61 | Providing and fixing Stainless steel hanging type floor door stopper with necessary screws, etc. complete. ( make of Nu Lite, Hafele, Dorma, GEZE or any other make as approved by Engineer in charge) - SS Floor door stopper | item61 | 112 | each |  |  |  | Excess(+) | 1 | Full Conversion | INR |  | 0 |  |  |  | 0 | 0 |  | 0 | 0 | [30 empty] | 0 | 0 | INR Zero Only | 1.61 | Providing and fixing Stainless steel hanging type floor door stopper with necessary screws, etc. complete. ( make of Nu Lite, Hafele, Dorma, GEZE or any other make as approved by Engineer in charge) - SS Floor door stopper | item61 | 112 | each
1.62 | Providing and fixing Rubber buffer with necessary screws, etc. complete.( make of GEZE or any other make as approved by Engineer in charge) - Rubber buffer | item62 | 112 | each |  |  |  | Excess(+) | 1 | Full Conversion | INR |  | 0 |  |  |  | 0 | 0 |  | 0 | 0 | [30 empty] | 0 | 0 | INR Zero Only | 1.62 | Providing and fixing Rubber buffer with necessary screws, etc. complete.( make of GEZE or any other make as approved by Engineer in charge) - Rubber buffer | item62 | 112 | each
1.63 | Providing and fixing cupboard shutter with 19mm thick one side decorative and other side balancing lamination factory pressed BWP grade marine ply as per IS 710 of approved brand including 2mm thick PVC edge banding tape with hot glue by edge bending machine etc. with auto closing spring loaded hinges (hydraulic type) etc. complete as per direction of Engineer-in-charge.(Payment of providing and fixing auto closing hinges shall be paid separately) | item63 | 560 | sqm |  |  |  | Excess(+) | 1 | Full Conversion | INR |  | 0 |  |  |  | 0 | 0 |  | 0 | 0 | [30 empty] | 0 | 0 | INR Zero Only | 1.63 | Providing and fixing cupboard shutter with 19mm thick one side decorative and other side balancing lamination factory pressed BWP grade marine ply as per IS 710 of approved brand including 2mm thick PVC edge banding tape with hot glue by edge bending machine etc. with auto closing spring loaded hinges (hydraulic type) etc. complete as per direction of Engineer-in-charge.(Payment of providing and fixing auto closing hinges shall be paid separately) | item63 | 560 | sqm
1.64 | Providing and fixing 19mm thick both side balancing lamination factory pressed BWP grade marine ply as per IS 710 of approved brand boxes,shelves,racks,almirah,cupboard and drawer etc. including necessary nails,screws etc. complete as per direction of Engineer-incharge. | item64 | 1000 | sqm |  |  |  | Excess(+) | 1 | Full Conversion | INR |  | 0 |  |  |  | 0 | 0 |  | 0 | 0 | [30 empty] | 0 | 0 | INR Zero Only | 1.64 | Providing and fixing 19mm thick both side balancing lamination factory pressed BWP grade marine ply as per IS 710 of approved brand boxes,shelves,racks,almirah,cupboard and drawer etc. including necessary nails,screws etc. complete as per direction of Engineer-incharge. | item64 | 1000 | sqm
1.65 | Providing and fixing stainless steel fancy handle of approved make fixed with SS screws etc. complete as per direction of Engineer-in-charge. | [53 empty] | 1.65 | Providing and fixing stainless steel fancy handle of approved make fixed with SS screws etc. complete as per direction of Engineer-in-charge.
1.66 | 200 mm | item66 | 672 | each |  |  |  | Excess(+) | 1 | Full Conversion | INR |  | 0 |  |  |  | 0 | 0 |  | 0 | 0 | [30 empty] | 0 | 0 | INR Zero Only | 1.66 | 200 mm | item66 | 672 | each
1.67 | Providing and fixing stainless steel soft closing spring hinges at 0 degree hinges (hydraulic type) of approved make/brand to cupboard shutters with full threaded steel screws including making necessary recess in board and finished etc. complete as per direction of Engineer-in-charge. | item67 | 2000 | each |  |  |  | Excess(+) | 1 | Full Conversion | INR |  | 0 |  |  |  | 0 | 0 |  | 0 | 0 | [30 empty] | 0 | 0 | INR Zero Only | 1.67 | Providing and fixing stainless steel soft closing spring hinges at 0 degree hinges (hydraulic type) of approved make/brand to cupboard shutters with full threaded steel screws including making necessary recess in board and finished etc. complete as per direction of Engineer-in-charge. | item67 | 2000 | each
1.68 | Providing and fixing 600x450 mm beveled edge mirror of superior glass (of approved quality) complete with 6 mm thick hard board ground fixed to wooden cleats with C.P. brass screws and washers complete. | item68 | 72 | each |  |  |  | Excess(+) | 1 | Full Conversion | INR |  | 0 |  |  |  | 0 | 0 |  | 0 | 0 | [30 empty] | 0 | 0 | INR Zero Only | 1.68 | Providing and fixing 600x450 mm beveled edge mirror of superior glass (of approved quality) complete with 6 mm thick hard board ground fixed to wooden cleats with C.P. brass screws and washers complete. | item68 | 72 | each
1.69 | Steel Work | [53 empty] | 1.69 | Steel Work
1.7 | Structural steel work riveted, bolted or welded in built up sections, trusses and framed work, including cutting, hoisting, fixing in position and applying a priming coat of approved steel primer all complete. | item70 | 280000 | kg |  |  |  | Excess(+) | 1 | Full Conversion | INR |  | 0 |  |  |  | 0 | 0 |  | 0 | 0 | [30 empty] | 0 | 0 | INR Zero Only | 1.7 | Structural steel work riveted, bolted or welded in built up sections, trusses and framed work, including cutting, hoisting, fixing in position and applying a priming coat of approved steel primer all complete. | item70 | 280000 | kg
1.71 | Providing and fixing bolts including nuts and washers complete as shear key | item71 | 200 | kg |  |  |  | Excess(+) | 1 | Full Conversion | INR |  | 0 |  |  |  | 0 | 0 |  | 0 | 0 | [30 empty] | 0 | 0 | INR Zero Only | 1.71 | Providing and fixing bolts including nuts and washers complete as shear key | item71 | 200 | kg
1.72 | Providing and fixing stainless steel ( Grade 304) railing made of Hollow tubes, channels, plates etc., including welding, grinding, buffing, polishing and making curvature (wherever required) and fitting the same with necessary stainless steel nuts and bolts complete, i/c fixing the railing with necessary accessories & stainless steel dash fasteners , stainless steel bolts etc., of required size, on the top of the floor or the side of waist slab with suitable arrangement as per approval of Engineer-in charge, (for payment purpose only weight of stainless steel members shall be considered excluding fixing accessories such as nuts, bolts, fasteners etc.). | item72 | 620 | kg |  |  |  | Excess(+) | 1 | Full Conversion | INR |  | 0 |  |  |  | 0 | 0 |  | 0 | 0 | [30 empty] | 0 | 0 | INR Zero Only | 1.72 | Providing and fixing stainless steel ( Grade 304) railing made of Hollow tubes, channels, plates etc., including welding, grinding, buffing, polishing and making curvature (wherever required) and fitting the same with necessary stainless steel nuts and bolts complete, i/c fixing the railing with necessary accessories & stainless steel dash fasteners , stainless steel bolts etc., of required size, on the top of the floor or the side of waist slab with suitable arrangement as per approval of Engineer-in charge, (for payment purpose only weight of stainless steel members shall be considered excluding fixing accessories such as nuts, bolts, fasteners etc.). | item72 | 620 | kg
1.73 | Flooring | [53 empty] | 1.73 | Flooring
1.74 | Kota stone slab flooring over 20 mm (average) thick base laid over and jointed with grey cement slurry mixed with pigment to match the shade of the slab, including rubbing and polishing complete with base of cement mortar 1 : 4 (1 cement : 4 coarse sand) : | [53 empty] | 1.74 | Kota stone slab flooring over 20 mm (average) thick base laid over and jointed with grey cement slurry mixed with pigment to match the shade of the slab, including rubbing and polishing complete with base of cement mortar 1 : 4 (1 cement : 4 coarse sand) :
1.75 | 25 mm thick | item75 | 180 | sqm |  |  |  | Excess(+) | 1 | Full Conversion | INR |  | 0 |  |  |  | 0 | 0 |  | 0 | 0 | [30 empty] | 0 | 0 | INR Zero Only | 1.75 | 25 mm thick | item75 | 180 | sqm
1.76 | Kota stone slabs 20 mm thick in risers of steps, skirting, dado and pillars laid on 12 mm (average) thick cement mortar 1:3 (1 cement: 3 coarse sand) and jointed with grey cement slurry mixed with pigment to match the shade of the slabs, including rubbing and polishing complete. | item76 | 52 | sqm |  |  |  | Excess(+) | 1 | Full Conversion | INR |  | 0 |  |  |  | 0 | 0 |  | 0 | 0 | [30 empty] | 0 | 0 | INR Zero Only | 1.76 | Kota stone slabs 20 mm thick in risers of steps, skirting, dado and pillars laid on 12 mm (average) thick cement mortar 1:3 (1 cement: 3 coarse sand) and jointed with grey cement slurry mixed with pigment to match the shade of the slabs, including rubbing and polishing complete. | item76 | 52 | sqm
1.77 | Extra for pre finished nosing in treads of steps of Kota stone/ sand stone slab. | item77 | 240 | metre |  |  |  | Excess(+) | 1 | Full Conversion | INR |  | 0 |  |  |  | 0 | 0 |  | 0 | 0 | [30 empty] | 0 | 0 | INR Zero Only | 1.77 | Extra for pre finished nosing in treads of steps of Kota stone/ sand stone slab. | item77 | 240 | metre
1.78 | Extra for Kota stone/ sand stone in treads of steps and risers using single length up to 1.05 metre. | item78 | 108 | sqm |  |  |  | Excess(+) | 1 | Full Conversion | INR |  | 0 |  |  |  | 0 | 0 |  | 0 | 0 | [30 empty] | 0 | 0 | INR Zero Only | 1.78 | Extra for Kota stone/ sand stone in treads of steps and risers using single length up to 1.05 metre. | item78 | 108 | sqm
1.79 | Providing and fixing 1st quality ceramic glazed tiles conforming to IS : 15622 (thickness to be specified by the manufacturer ) of approved make in all colours, shades except burgundy, bottle green, black of any size as approved by Engineer-in-Charge in skirting, risers of steps and dados over 12 mm thick bed of cement Mortar 1:3 (1 cement: 3 coarse sand) and jointing with grey cement slurry @ 3.3kg per sqm including pointing in white cement mixed with pigment of matching shade complete. SIZE OF TILE - 300x450 mm | item79 | 1250 | sqm |  |  |  | Excess(+) | 1 | Full Conversion | INR |  | 0 |  |  |  | 0 | 0 |  | 0 | 0 | [30 empty] | 0 | 0 | INR Zero Only | 1.79 | Providing and fixing 1st quality ceramic glazed tiles conforming to IS : 15622 (thickness to be specified by the manufacturer ) of approved make in all colours, shades except burgundy, bottle green, black of any size as approved by Engineer-in-Charge in skirting, risers of steps and dados over 12 mm thick bed of cement Mortar 1:3 (1 cement: 3 coarse sand) and jointing with grey cement slurry @ 3.3kg per sqm including pointing in white cement mixed with pigment of matching shade complete. SIZE OF TILE - 300x450 mm | item79 | 1250 | sqm
1.8 | Providing and laying rectified Glazed Ceramic floor tiles of size 300x300 mm or more (thickness to be specified by the manufacturer), of 1st quality conforming to IS : 15622, of approved make, in all colours, shades, except White, Ivory, Grey, Fume Red Brown, laid on 20 mm thick Cement Mortar 1:4 (1 Cement : 4 Coarse sand), jointing with grey cement slurry @ 3.3 kg/ sqm including pointing the joints with white cement and matching pigments etc., complete. | item80 | 390 | SQM |  |  |  | Excess(+) | 1 | Full Conversion | INR |  | 0 |  |  |  | 0 | 0 |  | 0 | 0 | [30 empty] | 0 | 0 | INR Zero Only | 1.8 | Providing and laying rectified Glazed Ceramic floor tiles of size 300x300 mm or more (thickness to be specified by the manufacturer), of 1st quality conforming to IS : 15622, of approved make, in all colours, shades, except White, Ivory, Grey, Fume Red Brown, laid on 20 mm thick Cement Mortar 1:4 (1 Cement : 4 Coarse sand), jointing with grey cement slurry @ 3.3 kg/ sqm including pointing the joints with white cement and matching pigments etc., complete. | item80 | 390 | SQM
1.81 | Providing and laying Vitrified tiles in different sizes (thickness to be specified by the manufacturer), with water absorption less than 0.08% and conforming to IS: 15622, of approved brand & manufacturer, in all colours and shade, in skirting, riser of steps, laid with cement based high polymer modified quick set tile adhesive (water based) conforming to IS: 15477, in average 6 mm thickness, including grouting of joints (Payment for grouting of joints to be made separately). | [53 empty] | 1.81 | Providing and laying Vitrified tiles in different sizes (thickness to be specified by the manufacturer), with water absorption less than 0.08% and conforming to IS: 15622, of approved brand & manufacturer, in all colours and shade, in skirting, riser of steps, laid with cement based high polymer modified quick set tile adhesive (water based) conforming to IS: 15477, in average 6 mm thickness, including grouting of joints (Payment for grouting of joints to be made separately).
1.82 | Double charge vitrified tile (polished finish) | [53 empty] | 1.82 | Double charge vitrified tile (polished finish)
1.83 | Size of Tile 600 x 600 mm | item83 | 244 | Sqm |  |  |  | Excess(+) | 1 | Full Conversion | INR |  | 0 |  |  |  | 0 | 0 |  | 0 | 0 | [30 empty] | 0 | 0 | INR Zero Only | 1.83 | Size of Tile 600 x 600 mm | item83 | 244 | Sqm
1.84 | Grouting the joints of flooring tiles having joints of 3 mm width, using epoxy grout mix of 0.70 kg of organic coated filler of desired shade (0.10 kg of hardener and 0.20 kg of resin per kg), including filling / grouting and finishing complete as per direction of Engineer-in-charge. | [53 empty] | 1.84 | Grouting the joints of flooring tiles having joints of 3 mm width, using epoxy grout mix of 0.70 kg of organic coated filler of desired shade (0.10 kg of hardener and 0.20 kg of resin per kg), including filling / grouting and finishing complete as per direction of Engineer-in-charge.
1.85 | Size of tile 600X600 mm | item85 | 2516 | sqm |  |  |  | Excess(+) | 1 | Full Conversion | INR |  | 0 |  |  |  | 0 | 0 |  | 0 | 0 | [30 empty] | 0 | 0 | INR Zero Only | 1.85 | Size of tile 600X600 mm | item85 | 2516 | sqm
1.86 | SIZE OF TILE - 300x450 mm | item86 | 390 | Sqm |  |  |  | Excess(+) | 1 | Full Conversion | INR |  | 0 |  |  |  | 0 | 0 |  | 0 | 0 | [30 empty] | 0 | 0 | INR Zero Only | 1.86 | SIZE OF TILE - 300x450 mm | item86 | 390 | Sqm
1.87 | Providing and laying Vitrified tiles in floor with different sizes (thickness to be specified by the manufacturer), with water absorption less than 0.08% and conforming to IS:15622, of approved brand & manufacturer, in all colours and shade, laid with cement based high polymer modified quick set tile adhesive (water based) conforming to IS : 15477, in average 6 mm thickness, including grouting of joints (Payment for grouting of joints to be made separately). | [53 empty] | 1.87 | Providing and laying Vitrified tiles in floor with different sizes (thickness to be specified by the manufacturer), with water absorption less than 0.08% and conforming to IS:15622, of approved brand & manufacturer, in all colours and shade, laid with cement based high polymer modified quick set tile adhesive (water based) conforming to IS : 15477, in average 6 mm thickness, including grouting of joints (Payment for grouting of joints to be made separately).
1.88 | Double charge vitrified tile (polished finish) | [53 empty] | 1.88 | Double charge vitrified tile (polished finish)
1.89 | Size of tile 600X600 mm | item89 | 2516 | sqm |  |  |  | Excess(+) | 1 | Full Conversion | INR |  | 0 |  |  |  | 0 | 0 |  | 0 | 0 | [30 empty] | 0 | 0 | INR Zero Only | 1.89 | Size of tile 600X600 mm | item89 | 2516 | sqm
1.9 | Roofing / FALSE CEILING | [53 empty] | 1.9 | Roofing / FALSE CEILING
1.91 | Providing and fixing Heat Resistant Terrace Tiles (300 mm x 300 mm x 10 mm) with SRI (solar refractive index) > 95, solar reflection > 0.78 and initial emittance > 0.78 on waterproof and sloped surface of terrace, laid with cement based high polymer modified quick set tile adhesive (water based) conforming to IS: 15477, in average 6 mm thickness, including grouting of joints (Payment for grouting of joints to be made separately). | item91 | 870 | sqm |  |  |  | Excess(+) | 1 | Full Conversion | INR |  | 0 |  |  |  | 0 | 0 |  | 0 | 0 | [30 empty] | 0 | 0 | INR Zero Only | 1.91 | Providing and fixing Heat Resistant Terrace Tiles (300 mm x 300 mm x 10 mm) with SRI (solar refractive index) > 95, solar reflection > 0.78 and initial emittance > 0.78 on waterproof and sloped surface of terrace, laid with cement based high polymer modified quick set tile adhesive (water based) conforming to IS: 15477, in average 6 mm thickness, including grouting of joints (Payment for grouting of joints to be made separately). | item91 | 870 | sqm
1.92 | Finishing | [53 empty] | 1.92 | Finishing
1.93 | Cement Plaster 12 mm thick in CM 1:4 to slab & AAC blocks, Brick masonry | item93 | 10100 | sqm |  |  |  | Excess(+) | 1 | Full Conversion | INR |  | 0 |  |  |  | 0 | 0 |  | 0 | 0 | [30 empty] | 0 | 0 | INR Zero Only | 1.93 | Cement Plaster 12 mm thick in CM 1:4 to slab & AAC blocks, Brick masonry | item93 | 10100 | sqm
1.94 | 18 mm cement plaster in two coats under layer 12 mm thick cement plaster 1:5 (1 cement : 5 coarse sand) and a top layer 6 mm thick cement plaster 1:3 (1 cement : 3 coarse sand) finished rough with sponge. | item94 | 3036 | Sqm |  |  |  | Excess(+) | 1 | Full Conversion | INR |  | 0 |  |  |  | 0 | 0 |  | 0 | 0 | [30 empty] | 0 | 0 | INR Zero Only | 1.94 | 18 mm cement plaster in two coats under layer 12 mm thick cement plaster 1:5 (1 cement : 5 coarse sand) and a top layer 6 mm thick cement plaster 1:3 (1 cement : 3 coarse sand) finished rough with sponge. | item94 | 3036 | Sqm
1.95 | Extra for providing and mixing water proofing material in cement plaster work in proportion recommended by the manufacturers | item95 | 366 | per bag of 50 kg cement used in the mix |  |  |  | Excess(+) | 1 | Full Conversion | INR |  | 0 |  |  |  | 0 | 0 |  | 0 | 0 | [30 empty] | 0 | 0 | INR Zero Only | 1.95 | Extra for providing and mixing water proofing material in cement plaster work in proportion recommended by the manufacturers | item95 | 366 | per bag of 50 kg cement used in the mix
1.96 | Extra for plastering exterior walls of height more than 10 m from ground level for every additional height of 3 m or part thereof. | item96 | 70 | sqm |  |  |  | Excess(+) | 1 | Full Conversion | INR |  | 0 |  |  |  | 0 | 0 |  | 0 | 0 | [30 empty] | 0 | 0 | INR Zero Only | 1.96 | Extra for plastering exterior walls of height more than 10 m from ground level for every additional height of 3 m or part thereof. | item96 | 70 | sqm
1.97 | Distempering with oil bound washable distemper of approved brand and manufacture to give an even shade : New work (two or more coats) over and including water thinnable priming coat with cement primer | item97 | 1446 | Sqm |  |  |  | Excess(+) | 1 | Full Conversion | INR |  | 0 |  |  |  | 0 | 0 |  | 0 | 0 | [30 empty] | 0 | 0 | INR Zero Only | 1.97 | Distempering with oil bound washable distemper of approved brand and manufacture to give an even shade : New work (two or more coats) over and including water thinnable priming coat with cement primer | item97 | 1446 | Sqm
1.98 | Applying one coat of water thinnable cement primer of approved brand and manufacture on wall surface : Water thinnable cement primer | [53 empty] | 1.98 | Applying one coat of water thinnable cement primer of approved brand and manufacture on wall surface : Water thinnable cement primer
1.99 | Applying TWO coats of water thinnable cement primer of approved brand and manufacture on wall surface : Water thinnable cement primer | item99 | 8910 | sqm |  |  |  | Excess(+) | 1 | Full Conversion | INR |  | 0 |  |  |  | 0 | 0 |  | 0 | 0 | [30 empty] | 0 | 0 | INR Zero Only | 1.99 | Applying TWO coats of water thinnable cement primer of approved brand and manufacture on wall surface : Water thinnable cement primer | item99 | 8910 | sqm
2 | Finishing walls with water proofing cement paint of required shade : New work (Two or more coats applied @ 3.84 kg/10 sqm) | [53 empty] | 2 | Finishing walls with water proofing cement paint of required shade : New work (Two or more coats applied @ 3.84 kg/10 sqm)
2.01 | Finishing walls with Acrylic Smooth exterior paint of required shade : | [53 empty] | 2.01 | Finishing walls with Acrylic Smooth exterior paint of required shade :
2.02 | New work (Two or more coat applied @ 1.67 ltr/10 sqm over and including priming coat of exterior primer applied @ 2.20 kg/10 sqm) | item102 | 3036 | sqm |  |  |  | Excess(+) | 1 | Full Conversion | INR |  | 0 |  |  |  | 0 | 0 |  | 0 | 0 | [30 empty] | 0 | 0 | INR Zero Only | 2.02 | New work (Two or more coat applied @ 1.67 ltr/10 sqm over and including priming coat of exterior primer applied @ 2.20 kg/10 sqm) | item102 | 3036 | sqm
2.03 | Extra for addition of synthetic Polyester triangular fibre of length 6 mm, effective diameter 10-40 microns and specific gravity of 1.34 to 1.40 in cement plaster/mortar by using 125 gms. of synthetic Polyester triangular fibre for 50 Kgs. cement used in cement mortar of 50kg as per directions of Engineer-in-Charge | item103 | 11200 | per bag of 50 kg cement |  |  |  | Excess(+) | 1 | Full Conversion | INR |  | 0 |  |  |  | 0 | 0 |  | 0 | 0 | [30 empty] | 0 | 0 | INR Zero Only | 2.03 | Extra for addition of synthetic Polyester triangular fibre of length 6 mm, effective diameter 10-40 microns and specific gravity of 1.34 to 1.40 in cement plaster/mortar by using 125 gms. of synthetic Polyester triangular fibre for 50 Kgs. cement used in cement mortar of 50kg as per directions of Engineer-in-Charge | item103 | 11200 | per bag of 50 kg cement
2.04 | Providing and fixing approved galvanized chicken wire mesh (24 gauge 12 mm size) to junction of concrete and masonry work and other locations where called for at all the heights with necessary scaffolding etc. including cutting to required sizes, side laps of minimum 75 mm and fixing in position with galvanized wire nails as approved complete. | item104 | 435.2 | sqm |  |  |  | Excess(+) | 1 | Full Conversion | INR |  | 0 |  |  |  | 0 | 0 |  | 0 | 0 | [30 empty] | 0 | 0 | INR Zero Only | 2.04 | Providing and fixing approved galvanized chicken wire mesh (24 gauge 12 mm size) to junction of concrete and masonry work and other locations where called for at all the heights with necessary scaffolding etc. including cutting to required sizes, side laps of minimum 75 mm and fixing in position with galvanized wire nails as approved complete. | item104 | 435.2 | sqm
2.05 | Providing and applying white cement based putty of average thickness 1 mm, of approved brand and manufacturer, over the plastered wall surface to prepare the surface even and smooth complete. | item105 | 7272 | sqm |  |  |  | Excess(+) | 1 | Full Conversion | INR |  | 0 |  |  |  | 0 | 0 |  | 0 | 0 | [30 empty] | 0 | 0 | INR Zero Only | 2.05 | Providing and applying white cement based putty of average thickness 1 mm, of approved brand and manufacturer, over the plastered wall surface to prepare the surface even and smooth complete. | item105 | 7272 | sqm
2.06 | Wall painting with acrylic emulsion paint, having VOC (Volatile Organic Compound ) content less than 50 grams/ litre, of approved brand and manufacture, including applying additional coats wherever required, to achieve even shade and colour. - 2 coats | item106 | 8910 | Sqm |  |  |  | Excess(+) | 1 | Full Conversion | INR |  | 0 |  |  |  | 0 | 0 |  | 0 | 0 | [30 empty] | 0 | 0 | INR Zero Only | 2.06 | Wall painting with acrylic emulsion paint, having VOC (Volatile Organic Compound ) content less than 50 grams/ litre, of approved brand and manufacture, including applying additional coats wherever required, to achieve even shade and colour. - 2 coats | item106 | 8910 | Sqm
2.07 | ROAD WORK - GRADE SLAB ON GROUND FLOOR | [53 empty] | 2.07 | ROAD WORK - GRADE SLAB ON GROUND FLOOR
2.08 | Providing and laying C.C. pavement of mix M-25 with ready mixed concrete from batching plant. The ready mixed concrete shall be laid and finished with screed board vibrator , vacuum dewatering process and finally finished by floating, brooming with wire brush etc. complete as per specifications and directions of Engineer-in- charge. (The panel shuttering work shall be paid for separately). | item108 | 140 | sqm |  |  |  | Excess(+) | 1 | Full Conversion | INR |  | 0 |  |  |  | 0 | 0 |  | 0 | 0 | [30 empty] | 0 | 0 | INR Zero Only | 2.08 | Providing and laying C.C. pavement of mix M-25 with ready mixed concrete from batching plant. The ready mixed concrete shall be laid and finished with screed board vibrator , vacuum dewatering process and finally finished by floating, brooming with wire brush etc. complete as per specifications and directions of Engineer-in- charge. (The panel shuttering work shall be paid for separately). | item108 | 140 | sqm
2.09 | ALUMINIUM WORK | [53 empty] | 2.09 | ALUMINIUM WORK
2.1 | Providing and fixing aluminium work for doors, windows, ventilators and partitions with extruded built up standard tubular sections/ appropriate Z sections and other sections of approved make conforming to IS: 733 and IS: 1285, fixing with dash fasteners of required dia and size, including necessary filling up the gaps at junctions, i.e. at top, bottom and sides with required EPDM rubber/ neoprene gasket etc. Aluminium sections shall be smooth, rust free, straight, mitred and jointed mechanically wherever required including cleat angle, Aluminium snap beading for glazing / paneling, C.P. brass / stainless steel screws, all complete as per architectural drawings and the directions of Engineer-in-charge. (Glazing, paneling and dash fasteners to be paid for separately) : | [53 empty] | 2.1 | Providing and fixing aluminium work for doors, windows, ventilators and partitions with extruded built up standard tubular sections/ appropriate Z sections and other sections of approved make conforming to IS: 733 and IS: 1285, fixing with dash fasteners of required dia and size, including necessary filling up the gaps at junctions, i.e. at top, bottom and sides with required EPDM rubber/ neoprene gasket etc. Aluminium sections shall be smooth, rust free, straight, mitred and jointed mechanically wherever required including cleat angle, Aluminium snap beading for glazing / paneling, C.P. brass / stainless steel screws, all complete as per architectural drawings and the directions of Engineer-in-charge. (Glazing, paneling and dash fasteners to be paid for separately) :
2.11 | For fixed portion | [53 empty] | 2.11 | For fixed portion
2.12 | Anodised aluminium (anodised transparent or dyed to required shade according to IS: 1868, Minimum anodic coating of grade AC 15) | item112 | 2980 | kg |  |  |  | Excess(+) | 1 | Full Conversion | INR |  | 0 |  |  |  | 0 | 0 |  | 0 | 0 | [30 empty] | 0 | 0 | INR Zero Only | 2.12 | Anodised aluminium (anodised transparent or dyed to required shade according to IS: 1868, Minimum anodic coating of grade AC 15) | item112 | 2980 | kg
2.13 | For shutters of doors, windows & ventilators including providing and fixing hinges/ pivots and making provision for fixing of fittings wherever required including the cost of EPDM rubber / neoprene gasket required (Fittings shall be paid for separately) | [53 empty] | 2.13 | For shutters of doors, windows & ventilators including providing and fixing hinges/ pivots and making provision for fixing of fittings wherever required including the cost of EPDM rubber / neoprene gasket required (Fittings shall be paid for separately)
2.14 | Anodised aluminium (anodised transparent or dyed to required shade according to IS: 1868, Minimum anodic coating of grade AC 15) | item114 | 12 | kg |  |  |  | Excess(+) | 1 | Full Conversion | INR |  | 0 |  |  |  | 0 | 0 |  | 0 | 0 | [30 empty] | 0 | 0 | INR Zero Only | 2.14 | Anodised aluminium (anodised transparent or dyed to required shade according to IS: 1868, Minimum anodic coating of grade AC 15) | item114 | 12 | kg
2.15 | Providing and fixing glazing in aluminium door, window, ventilator shutters and partitions etc. with EPDM rubber / neoprene gasket etc. complete as per the architectural drawings and the directions of engineer-in-charge . (Cost of aluminium snap beading shall be paid in basic item): | [53 empty] | 2.15 | Providing and fixing glazing in aluminium door, window, ventilator shutters and partitions etc. with EPDM rubber / neoprene gasket etc. complete as per the architectural drawings and the directions of engineer-in-charge . (Cost of aluminium snap beading shall be paid in basic item):
2.16 | With float glass panes of 8 mm thickness (weight not less than 20 kg/sqm) | item116 | 10 | sqm |  |  |  | Excess(+) | 1 | Full Conversion | INR |  | 0 |  |  |  | 0 | 0 |  | 0 | 0 | [30 empty] | 0 | 0 | INR Zero Only | 2.16 | With float glass panes of 8 mm thickness (weight not less than 20 kg/sqm) | item116 | 10 | sqm
2.17 | Providing and fixing double action hydraulic floor spring of approved brand and manufacture conforming to IS : 6315, having brand logo embossed on the body / plate with double spring mechanism and door weight upto 125 kg, for doors, including cost of cutting floors, mbedding in floors as required and making good the same matching to the existing floor finishing and cover plates with brass pivot and single piece M.S. sheet outer box with slide plate etc. complete as per the direction of Engineer-in-charge. | [53 empty] | 2.17 | Providing and fixing double action hydraulic floor spring of approved brand and manufacture conforming to IS : 6315, having brand logo embossed on the body / plate with double spring mechanism and door weight upto 125 kg, for doors, including cost of cutting floors, mbedding in floors as required and making good the same matching to the existing floor finishing and cover plates with brass pivot and single piece M.S. sheet outer box with slide plate etc. complete as per the direction of Engineer-in-charge.
2.18 | With stainless steel cover plate minimum 1.25 mm thickness | item118 | 4 | each |  |  |  | Excess(+) | 1 | Full Conversion | INR |  | 0 |  |  |  | 0 | 0 |  | 0 | 0 | [30 empty] | 0 | 0 | INR Zero Only | 2.18 | With stainless steel cover plate minimum 1.25 mm thickness | item118 | 4 | each
2.19 | Extra for applying additional anodic coating AC 25 instead of AC 15 to aluminium extruded sections | [53 empty] | 2.19 | Extra for applying additional anodic coating AC 25 instead of AC 15 to aluminium extruded sections
2.2 | For fixed portion | item120 | 2996 | kg |  |  |  | Excess(+) | 1 | Full Conversion | INR |  | 0 |  |  |  | 0 | 0 |  | 0 | 0 | [30 empty] | 0 | 0 | INR Zero Only | 2.2 | For fixed portion | item120 | 2996 | kg
2.21 | For shutters of doors, windows & ventilators | item121 | 12 | kg |  |  |  | Excess(+) | 1 | Full Conversion | INR |  | 0 |  |  |  | 0 | 0 |  | 0 | 0 | [30 empty] | 0 | 0 | INR Zero Only | 2.21 | For shutters of doors, windows & ventilators | item121 | 12 | kg
2.22 | Filling the gap in between aluminium frame & adjacent RCC/ Brick/ Stone work by providing weather silicon sealant over backer rod of approved quality as per architectural drawings and direction of Engineer-in-charge complete. | [53 empty] | 2.22 | Filling the gap in between aluminium frame & adjacent RCC/ Brick/ Stone work by providing weather silicon sealant over backer rod of approved quality as per architectural drawings and direction of Engineer-in-charge complete.
2.23 | Upto 5mm depth and 5 mm width | item123 | 216 | metre |  |  |  | Excess(+) | 1 | Full Conversion | INR |  | 0 |  |  |  | 0 | 0 |  | 0 | 0 | [30 empty] | 0 | 0 | INR Zero Only | 2.23 | Upto 5mm depth and 5 mm width | item123 | 216 | metre
2.24 | Water Proofing | [53 empty] | 2.24 | Water Proofing
2.25 | Providing and laying water proofing treatment in sunken portion of WCs, bathroom etc., by applying cement slurry mixed with water proofing cement compound consisting of applying : | item125 | 756 | sqm |  |  |  | Excess(+) | 1 | Full Conversion | INR |  | 0 |  |  |  | 0 | 0 |  | 0 | 0 | [30 empty] | 0 | 0 | INR Zero Only | 2.25 | Providing and laying water proofing treatment in sunken portion of WCs, bathroom etc., by applying cement slurry mixed with water proofing cement compound consisting of applying : | item125 | 756 | sqm
2.26 | First layer of slurry of cement @ 0.488 kg/sqm mixed with water proofing cement compound @ 0.253 kg/ sqm. This layer will be allowed to air cure for 4 hours. | [53 empty] | 2.26 | First layer of slurry of cement @ 0.488 kg/sqm mixed with water proofing cement compound @ 0.253 kg/ sqm. This layer will be allowed to air cure for 4 hours.
2.27 | Second layer of slurry of cement @ 0.242 kg/sqm mixed with water proofing cement compound @ 0.126 kg/sqm. This layer will be allowed to air cure for 4 hours followed with water curing for 48 hours. | [53 empty] | 2.27 | Second layer of slurry of cement @ 0.242 kg/sqm mixed with water proofing cement compound @ 0.126 kg/sqm. This layer will be allowed to air cure for 4 hours followed with water curing for 48 hours.
2.28 | (The rate includes preparation of surface, treatment and sealing of all joints, corners, junctions of pipes and masonry with polymer mixed slurry.) | [53 empty] | 2.28 | (The rate includes preparation of surface, treatment and sealing of all joints, corners, junctions of pipes and masonry with polymer mixed slurry.)
2.29 | Providing and laying integral cement based water proofing treatment including preparation of surface as required for treatment of roofs, balconies, terraces etc consisting of following operations: (a) Applying a slurry coat of neat cement using 2.75 kg/sqm of cement admixed with water proofing compound conforming to IS. 2645 and approved by Engineer-in-charge over the RCC slab including adjoining walls upto 300 mm height including cleaning the surface before treatment. (b) Laying brick bats with mortar using broken bricks/brick bats 25 mm to 115 mm size with 50% of cement mortar 1:5 (1 cement : 5 coarse sand) admixed with water proofing compound conforming to IS : 2645 and approved by Engineer in-charge over 20 mm thick layer of cement mortar of mix 1:5 (1 cement :5 coarse sand ) admixed with water proofing compound conforming to IS : 2645 and approved by Engineer in-charge to required slope and treating similarly the adjoining walls upto 300 mm height including rounding of junctions of walls and slabs. (c) After two days of proper curing applying a second coat of cement slurry using 2.75 kg/ sqm of cement admixed with water proofing compound conforming to IS : 2645 and approved by Engineer-in-charge. (d) Finishing the surface with 20 mm thick jointless cement mortar of mix 1:4 (1 cement :4 coarse sand) admixed with water proofing compound conforming to IS : 2645 and approved by Engineer-in-charge including laying glass fibre cloth of approved quality in top layer of plaster and finally finishing the surface with trowel with neat cement slurry and making pattern of 300x300 mm square 3 mm deep. (e) The whole terrace so finished shall be flooded with water for a minimum period of two weeks for curing and for final test.“All above operations to be done in order and as directed and specified by the Engineer-in-Charge | [53 empty] | 2.29 | Providing and laying integral cement based water proofing treatment including preparation of surface as required for treatment of roofs, balconies, terraces etc consisting of following operations: (a) Applying a slurry coat of neat cement using 2.75 kg/sqm of cement admixed with water proofing compound conforming to IS. 2645 and approved by Engineer-in-charge over the RCC slab including adjoining walls upto 300 mm height including cleaning the surface before treatment. (b) Laying brick bats with mortar using broken bricks/brick bats 25 mm to 115 mm size with 50% of cement mortar 1:5 (1 cement : 5 coarse sand) admixed with water proofing compound conforming to IS : 2645 and approved by Engineer in-charge over 20 mm thick layer of cement mortar of mix 1:5 (1 cement :5 coarse sand ) admixed with water proofing compound conforming to IS : 2645 and approved by Engineer in-charge to required slope and treating similarly the adjoining walls upto 300 mm height including rounding of junctions of walls and slabs. (c) After two days of proper curing applying a second coat of cement slurry using 2.75 kg/ sqm of cement admixed with water proofing compound conforming to IS : 2645 and approved by Engineer-in-charge. (d) Finishing the surface with 20 mm thick jointless cement mortar of mix 1:4 (1 cement :4 coarse sand) admixed with water proofing compound conforming to IS : 2645 and approved by Engineer-in-charge including laying glass fibre cloth of approved quality in top layer of plaster and finally finishing the surface with trowel with neat cement slurry and making pattern of 300x300 mm square 3 mm deep. (e) The whole terrace so finished shall be flooded with water for a minimum period of two weeks for curing and for final test.“All above operations to be done in order and as directed and specified by the Engineer-in-Charge
2.3 | With average thickness of 120 mm and minimum thickness at khurra as 65 mm. | item130 | 930 | sqm |  |  |  | Excess(+) | 1 | Full Conversion | INR |  | 0 |  |  |  | 0 | 0 |  | 0 | 0 | [30 empty] | 0 | 0 | INR Zero Only | 2.3 | With average thickness of 120 mm and minimum thickness at khurra as 65 mm. | item130 | 930 | sqm
2.31 | Providing and applying integral crystalline slurry of hydrophilic in nature for waterproofing treatment to the RCC structures like retaining walls of the basement, water tanks, roof slabs, podiums, reservior, sewage & water treatment plant, tunnels / subway and bridge deck etc., prepared by mixing in the ratio of 5 : 2 (5 parts integral crystalline slurry : 2 parts water) for vertical surfaces and 3 : 1 (3 parts integral crystalline slurry : 1 part water) for horizontal surfaces and applying the same from negative (internal) side with the help of synthetic fiber brush. The material shall meet the requirements as specified in ACI212-3R-2010 i.e by reducing permeability of concrete by more than 90% compared with control concrete as per DIN 1048 and resistant to 16 bar hydrostatic pressure on negative side. The crystalline slurry shall be capable of self-healing of cracks up to a width of 0.50mm. The work shall be carried out all complete as per specification and the direction of the engineer-in-charge. The product performance shall carry guarantee for 10 years against any leakage. | [53 empty] | 2.31 | Providing and applying integral crystalline slurry of hydrophilic in nature for waterproofing treatment to the RCC structures like retaining walls of the basement, water tanks, roof slabs, podiums, reservior, sewage & water treatment plant, tunnels / subway and bridge deck etc., prepared by mixing in the ratio of 5 : 2 (5 parts integral crystalline slurry : 2 parts water) for vertical surfaces and 3 : 1 (3 parts integral crystalline slurry : 1 part water) for horizontal surfaces and applying the same from negative (internal) side with the help of synthetic fiber brush. The material shall meet the requirements as specified in ACI212-3R-2010 i.e by reducing permeability of concrete by more than 90% compared with control concrete as per DIN 1048 and resistant to 16 bar hydrostatic pressure on negative side. The crystalline slurry shall be capable of self-healing of cracks up to a width of 0.50mm. The work shall be carried out all complete as per specification and the direction of the engineer-in-charge. The product performance shall carry guarantee for 10 years against any leakage.
2.32 | Wiring for light point/ fan point/ exhaust fan point/ call bell point with 1.5 sq.mm FRLS PVC insulated copper conductor single core cable in surface / recessed steel conduit, with modular switch, modular plate, suitable GI box and earthing the point with 1.5 sq.mm FRLS PVC insulated copper conductor single core cable etc. as required. | [53 empty] | 2.32 | Wiring for light point/ fan point/ exhaust fan point/ call bell point with 1.5 sq.mm FRLS PVC insulated copper conductor single core cable in surface / recessed steel conduit, with modular switch, modular plate, suitable GI box and earthing the point with 1.5 sq.mm FRLS PVC insulated copper conductor single core cable etc. as required.
2.33 | Group A | item133 | 896 | Point | 870 |  |  | Excess(+) | 1 | Full Conversion | INR |  | 0 |  |  |  | 0 | 0 |  | 0 | 0 | [30 empty] | 0 | 0 | INR Zero Only | 2.33 | Group A | item133 | 896 | Point
2.34 | Wiring for light/ power plug with 2X4 sq. mm FRLS PVC insulated copper conductor single core cable in surface/ recessed steel conduit alongwith 1 No. 4 sq. mm FRLS PVC insulated copper conductor single core cable for loop earthing as required. | item134 | 7360 | mtr | 303 |  |  | Excess(+) | 1 | Full Conversion | INR |  | 0 |  |  |  | 0 | 0 |  | 0 | 0 | [30 empty] | 0 | 0 | INR Zero Only | 2.34 | Wiring for light/ power plug with 2X4 sq. mm FRLS PVC insulated copper conductor single core cable in surface/ recessed steel conduit alongwith 1 No. 4 sq. mm FRLS PVC insulated copper conductor single core cable for loop earthing as required. | item134 | 7360 | mtr
2.35 | Wiring for light/ power plug with 4X4 sq. mm FRLS PVC insulated copper conductor single core cable in surface/ recessed steel conduit alongwith 2 Nos. 4 sq. mm FRLS PVC insulated copper conductor single core cable for loop earthing as required. | item135 | 1716 | mtr | 460 |  |  | Excess(+) | 1 | Full Conversion | INR |  | 0 |  |  |  | 0 | 0 |  | 0 | 0 | [30 empty] | 0 | 0 | INR Zero Only | 2.35 | Wiring for light/ power plug with 4X4 sq. mm FRLS PVC insulated copper conductor single core cable in surface/ recessed steel conduit alongwith 2 Nos. 4 sq. mm FRLS PVC insulated copper conductor single core cable for loop earthing as required. | item135 | 1716 | mtr
2.36 | Wiring for circuit/ submain wiring alongwith earth wire with the following sizes of FRLS PVC insulated copper conductor, single core cable in surface/ recessed steel conduit as required. | [53 empty] | 2.36 | Wiring for circuit/ submain wiring alongwith earth wire with the following sizes of FRLS PVC insulated copper conductor, single core cable in surface/ recessed steel conduit as required.
2.37 | 2 X 1.5 sq. mm + 1 X 1.5 sq. mm earth wire | item137 | 1230 | mtr | 229 |  |  | Excess(+) | 1 | Full Conversion | INR |  | 0 |  |  |  | 0 | 0 |  | 0 | 0 | [30 empty] | 0 | 0 | INR Zero Only | 2.37 | 2 X 1.5 sq. mm + 1 X 1.5 sq. mm earth wire | item137 | 1230 | mtr
2.38 | 2 X 2.5 sq. mm + 1 X 1.5 sq. mm earth wire | item138 | 1728 | mtr | 259 |  |  | Excess(+) | 1 | Full Conversion | INR |  | 0 |  |  |  | 0 | 0 |  | 0 | 0 | [30 empty] | 0 | 0 | INR Zero Only | 2.38 | 2 X 2.5 sq. mm + 1 X 1.5 sq. mm earth wire | item138 | 1728 | mtr
2.39 | Supplying and drawing co-axial TV cable RG-6 grade, 0.7 mm solid copper conductor PE insulated, shielded with fine tinned copper braid and protected with PVC sheath in the existing surface/ recessed steel/ PVC conduit as required. | item139 | 5150 | mtr | 35 |  |  | Excess(+) | 1 | Full Conversion | INR |  | 0 |  |  |  | 0 | 0 |  | 0 | 0 | [30 empty] | 0 | 0 | INR Zero Only | 2.39 | Supplying and drawing co-axial TV cable RG-6 grade, 0.7 mm solid copper conductor PE insulated, shielded with fine tinned copper braid and protected with PVC sheath in the existing surface/ recessed steel/ PVC conduit as required. | item139 | 5150 | mtr
2.4 | Supplying and fixing of following sizes of steel conduit along with accessories in surface/recess including painting in case of surface conduit, or cutting the wall and making good the same in case of recessed conduit as required. | [53 empty] | 2.4 | Supplying and fixing of following sizes of steel conduit along with accessories in surface/recess including painting in case of surface conduit, or cutting the wall and making good the same in case of recessed conduit as required.
2.41 | 20 mm | item141 | 3582 | mtr |  |  |  | Excess(+) | 1 | Full Conversion | INR |  | 0 |  |  |  | 0 | 0 |  | 0 | 0 | [30 empty] | 0 | 0 | INR Zero Only | 2.41 | 20 mm | item141 | 3582 | mtr
2.42 | Supplying and fixing following modular switch/ socket on the existing modular plate & switch box including connections but excluding modular plate etc. as required. | [53 empty] | 2.42 | Supplying and fixing following modular switch/ socket on the existing modular plate & switch box including connections but excluding modular plate etc. as required.
2.43 | TV antenna socket outlet | item143 | 224 | each |  |  |  | Excess(+) | 1 | Full Conversion | INR |  | 0 |  |  |  | 0 | 0 |  | 0 | 0 | [30 empty] | 0 | 0 | INR Zero Only | 2.43 | TV antenna socket outlet | item143 | 224 | each
2.44 | Data +IP Telephone+CCTV Outlet (UTP CAT 6- 1 module) | item144 | 224 | each |  |  |  | Excess(+) | 1 | Full Conversion | INR |  | 0 |  |  |  | 0 | 0 |  | 0 | 0 | [30 empty] | 0 | 0 | INR Zero Only | 2.44 | Data +IP Telephone+CCTV Outlet (UTP CAT 6- 1 module) | item144 | 224 | each
2.45 | Supplying and fixing two module stepped type electronic fan regulator on the existing modular plate switch box including connections but excluding modular plate etc. as required. | item145 | 446 | each |  |  |  | Excess(+) | 1 | Full Conversion | INR |  | 0 |  |  |  | 0 | 0 |  | 0 | 0 | [30 empty] | 0 | 0 | INR Zero Only | 2.45 | Supplying and fixing two module stepped type electronic fan regulator on the existing modular plate switch box including connections but excluding modular plate etc. as required. | item145 | 446 | each
2.46 | Supplying and fixing suitable size GI box with modular plate and cover in front on surface or in recess, including providing and fixing 3 pin 5/6 A modular socket outlet and 5/6 A modular switch, connections etc. as required. | item146 | 1342 | each |  |  |  | Excess(+) | 1 | Full Conversion | INR |  | 0 |  |  |  | 0 | 0 |  | 0 | 0 | [30 empty] | 0 | 0 | INR Zero Only | 2.46 | Supplying and fixing suitable size GI box with modular plate and cover in front on surface or in recess, including providing and fixing 3 pin 5/6 A modular socket outlet and 5/6 A modular switch, connections etc. as required. | item146 | 1342 | each
2.47 | Supplying and fixing suitable size GI box with modular plate and cover in front on surface or in recess, including providing and fixing 6 pin 5/6 & 15/16 A modular socket outlet and 15/16 A modular switch, connections etc. as required. | item147 | 222 | each |  |  |  | Excess(+) | 1 | Full Conversion | INR |  | 0 |  |  |  | 0 | 0 |  | 0 | 0 | [30 empty] | 0 | 0 | INR Zero Only | 2.47 | Supplying and fixing suitable size GI box with modular plate and cover in front on surface or in recess, including providing and fixing 6 pin 5/6 & 15/16 A modular socket outlet and 15/16 A modular switch, connections etc. as required. | item147 | 222 | each
2.48 | Supply, installation, testing and commissioning of IP20 Led fixture 20 W+/- 1W with Wall Mounted 4 Feet Batten Fixture with system efficacy 100lm/W with Aluminium housing P.F.>0.95 with THD<20% ,CCT 6500 K,CRI 80,Surge Protection 2 Kv.The LED with Useful life of 50000 Hrs at L70.The Input voltage range shall be 150V to 270V . including cost of all petty materials required to complete the job in all respect. | item148 | 446 | each |  |  |  | Excess(+) | 1 | Full Conversion | INR |  | 0 |  |  |  | 0 | 0 |  | 0 | 0 | [30 empty] | 0 | 0 | INR Zero Only | 2.48 | Supply, installation, testing and commissioning of IP20 Led fixture 20 W+/- 1W with Wall Mounted 4 Feet Batten Fixture with system efficacy 100lm/W with Aluminium housing P.F.>0.95 with THD<20% ,CCT 6500 K,CRI 80,Surge Protection 2 Kv.The LED with Useful life of 50000 Hrs at L70.The Input voltage range shall be 150V to 270V . including cost of all petty materials required to complete the job in all respect. | item148 | 446 | each
2.49 | Fabrication, supplying, installation, testing & commissioning of compartment based cubical panel board suitable for 415 volts, 3 Phase, 4 wire, 50 Hz A.C. supply system fabricated out of 2 mm thick CRCA sheet having 4 strip 125 Ampere capacity vertical Aluminium busbar ,cable alley on both side with gland plate at top,control wiring with 2.5 sq.mm FRLS PVC insulated copper single core cable,bottom based channel of MS section not less than 75 mmx 40mm x 5mm thick, complete on floor or c.c foundation (if required) and of suitable size to accomodate the following switch Gears etc. as required. | [53 empty] | 2.49 | Fabrication, supplying, installation, testing & commissioning of compartment based cubical panel board suitable for 415 volts, 3 Phase, 4 wire, 50 Hz A.C. supply system fabricated out of 2 mm thick CRCA sheet having 4 strip 125 Ampere capacity vertical Aluminium busbar ,cable alley on both side with gland plate at top,control wiring with 2.5 sq.mm FRLS PVC insulated copper single core cable,bottom based channel of MS section not less than 75 mmx 40mm x 5mm thick, complete on floor or c.c foundation (if required) and of suitable size to accomodate the following switch Gears etc. as required.
2.5 | Incoming: | [53 empty] | 2.5 | Incoming:
2.51 | 4P 125A 25 KA Draw Out type MCCB with inbuilt S/C, O/C and E/F protection (Ics=100% Icu) :1No | [53 empty] | 2.51 | 4P 125A 25 KA Draw Out type MCCB with inbuilt S/C, O/C and E/F protection (Ics=100% Icu) :1No
2.52 | Phase spreader links : 1 Set | [53 empty] | 2.52 | Phase spreader links : 1 Set
2.53 | Phase Barrier: 1 Set | [53 empty] | 2.53 | Phase Barrier: 1 Set
2.54 | Auxiliary contact 1NO+1NC : 2 No | [53 empty] | 2.54 | Auxiliary contact 1NO+1NC : 2 No
2.55 | ON/OFF Indication LED lamp for MCCB : 1 Set | [53 empty] | 2.55 | ON/OFF Indication LED lamp for MCCB : 1 Set
2.56 | Phase Indication LED Lamp (RYB): 1 Set | [53 empty] | 2.56 | Phase Indication LED Lamp (RYB): 1 Set
2.57 | Spring Charge Indication Lamp : 1 set | [53 empty] | 2.57 | Spring Charge Indication Lamp : 1 set
2.58 | SP 2A 10 KA C-curve MCB: 3 No. | [53 empty] | 2.58 | SP 2A 10 KA C-curve MCB: 3 No.
2.59 | Resin cast Current Transformer CL-1.0: 3 No. | [53 empty] | 2.59 | Resin cast Current Transformer CL-1.0: 3 No.
2.6 | 4 Pole 25 KA Type 2 Surge Protection Device : 1 No | [53 empty] | 2.6 | 4 Pole 25 KA Type 2 Surge Protection Device : 1 No
2.61 | 4 Pole 63 A 10 KA Type C MCB 10 : 1 No | [53 empty] | 2.61 | 4 Pole 63 A 10 KA Type C MCB 10 : 1 No
2.62 | LED Digital Multifunction meter CL 1.0 with RS-485 Port: 1 No. | [53 empty] | 2.62 | LED Digital Multifunction meter CL 1.0 with RS-485 Port: 1 No.
2.63 | Outgoing (Total No.-11) | [53 empty] | 2.63 | Outgoing (Total No.-11)
2.64 | TPN 63 A 25 KA Thermal based MCCB with inbuilt S/C, O/C and E/F protection relay (Ics=100% Icu) : 11 No. | [53 empty] | 2.64 | TPN 63 A 25 KA Thermal based MCCB with inbuilt S/C, O/C and E/F protection relay (Ics=100% Icu) : 11 No.
2.65 | Extended rotary handle for the MCCB: 11 No. | [53 empty] | 2.65 | Extended rotary handle for the MCCB: 11 No.
2.66 | Phase spreader Link: 11 Set | [53 empty] | 2.66 | Phase spreader Link: 11 Set
2.67 | Phase Barrier: 11 Set | [53 empty] | 2.67 | Phase Barrier: 11 Set
2.68 | Auxiliary contact 1 NO+1 NC: 11 No. | [53 empty] | 2.68 | Auxiliary contact 1 NO+1 NC: 11 No.
2.69 | ON/ OFF Indication LED lamp: 11 Set | [53 empty] | 2.69 | ON/ OFF Indication LED lamp: 11 Set
2.7 | Supplying & laying of following sizes of power cables multi staranded Aluminium Conductor, XLPE Insulated, cores laid up PVC tape/Extuded Inne Sheath, Armour,FRLS at outer sheath ,1.1 grade as per IS 7098(part 1)1988 with upto dates amendment | [53 empty] | 2.7 | Supplying & laying of following sizes of power cables multi staranded Aluminium Conductor, XLPE Insulated, cores laid up PVC tape/Extuded Inne Sheath, Armour,FRLS at outer sheath ,1.1 grade as per IS 7098(part 1)1988 with upto dates amendment
2.71 | 4C * 70 sq mm | item171 | 400 | mtr |  |  |  | Excess(+) | 1 | Full Conversion | INR |  | 0 |  |  |  | 0 | 0 |  | 0 | 0 | [30 empty] | 0 | 0 | INR Zero Only | 2.71 | 4C * 70 sq mm | item171 | 400 | mtr
2.72 | 4C * 25 sq mm | item172 | 840 | metre |  |  |  | Excess(+) | 1 | Full Conversion | INR |  | 0 |  |  |  | 0 | 0 |  | 0 | 0 | [30 empty] | 0 | 0 | INR Zero Only | 2.72 | 4C * 25 sq mm | item172 | 840 | metre
2.73 | Supplying and making end termination with brass compression gland and Copper lugs for following size of PVC insulated and PVC sheathed / XLPE aluminium conductor cable of 1.1 KV grade as required. | [53 empty] | 2.73 | Supplying and making end termination with brass compression gland and Copper lugs for following size of PVC insulated and PVC sheathed / XLPE aluminium conductor cable of 1.1 KV grade as required.
2.74 | 4C * 70 sq mm | item174 | 4 | each |  |  |  | Excess(+) | 1 | Full Conversion | INR |  | 0 |  |  |  | 0 | 0 |  | 0 | 0 | [30 empty] | 0 | 0 | INR Zero Only | 2.74 | 4C * 70 sq mm | item174 | 4 | each
2.75 | 4C * 25 sq mm | item175 | 32 | each |  |  |  | Excess(+) | 1 | Full Conversion | INR |  | 0 |  |  |  | 0 | 0 |  | 0 | 0 | [30 empty] | 0 | 0 | INR Zero Only | 2.75 | 4C * 25 sq mm | item175 | 32 | each
2.76 | Supply, Installation, Testing & Commissioning of CAT6 Patch Cord- 1 Meter (User End) | item176 | 446 | each |  |  |  | Excess(+) | 1 | Full Conversion | INR |  | 0 |  |  |  | 0 | 0 |  | 0 | 0 | [30 empty] | 0 | 0 | INR Zero Only | 2.76 | Supply, Installation, Testing & Commissioning of CAT6 Patch Cord- 1 Meter (User End) | item176 | 446 | each
2.77 | Supply, Installation, Testing & Commissioning of CAT6 RJ 45 I/O for Data at user Side etc. (For Data) | item177 | 446 | each |  |  |  | Excess(+) | 1 | Full Conversion | INR |  | 0 |  |  |  | 0 | 0 |  | 0 | 0 | [30 empty] | 0 | 0 | INR Zero Only | 2.77 | Supply, Installation, Testing & Commissioning of CAT6 RJ 45 I/O for Data at user Side etc. (For Data) | item177 | 446 | each
2.78 | Supply, Installation, Testing & Commissioning of 1 Port Face plate with all required & necessary accessories, supports, ancillories, etc complete in all respect. (For Data) | item178 | 446 | each |  |  |  | Excess(+) | 1 | Full Conversion | INR |  | 0 |  |  |  | 0 | 0 |  | 0 | 0 | [30 empty] | 0 | 0 | INR Zero Only | 2.78 | Supply, Installation, Testing & Commissioning of 1 Port Face plate with all required & necessary accessories, supports, ancillories, etc complete in all respect. (For Data) | item178 | 446 | each
2.79 | supply installation testing commission of 10-60A Energy meter . * Class 1 accuracy as per IS13779 * Fully static & compact in size with bright LCD display * RF, RS -485 Connectivity * Voltage, current, PF, KW & KVA Parameter on Display * Display and data reading in power OFF condition * NVM data base computer software & optical to USB cables Required & gateway units Energy Meter must be approved from Kanpur Electricity board . | item179 | 2 | each |  |  |  | Excess(+) | 1 | Full Conversion | INR |  | 0 |  |  |  | 0 | 0 |  | 0 | 0 | [30 empty] | 0 | 0 | INR Zero Only | 2.79 | supply installation testing commission of 10-60A Energy meter . * Class 1 accuracy as per IS13779 * Fully static & compact in size with bright LCD display * RF, RS -485 Connectivity * Voltage, current, PF, KW & KVA Parameter on Display * Display and data reading in power OFF condition * NVM data base computer software & optical to USB cables Required & gateway units Energy Meter must be approved from Kanpur Electricity board . | item179 | 2 | each
2.8 | Supply installation testing commission of Web based Ethernet module for integration with network for smart energy meter. The Ethernet Module Supports industrial standard protocols, Modbus-TCP/IP, SNMP, HTTP/HTTPs Post, FTP & SNTP Metering data backup log to avoid data loss during network downtime LAN RJ45 10/100M Ethernet Connectivity Minimum 4GB onboard memory with 15-second interval data logging capabilities | item180 | 2 | each |  |  |  | Excess(+) | 1 | Full Conversion | INR |  | 0 |  |  |  | 0 | 0 |  | 0 | 0 | [30 empty] | 0 | 0 | INR Zero Only | 2.8 | Supply installation testing commission of Web based Ethernet module for integration with network for smart energy meter. The Ethernet Module Supports industrial standard protocols, Modbus-TCP/IP, SNMP, HTTP/HTTPs Post, FTP & SNTP Metering data backup log to avoid data loss during network downtime LAN RJ45 10/100M Ethernet Connectivity Minimum 4GB onboard memory with 15-second interval data logging capabilities | item180 | 2 | each
2.81 | Supplying and fixing call bell/ buzzer suitable for single phase, 230 V, complete as required. | item181 | 2 | each |  |  |  | Excess(+) | 1 | Full Conversion | INR |  | 0 |  |  |  | 0 | 0 |  | 0 | 0 | [30 empty] | 0 | 0 | INR Zero Only | 2.81 | Supplying and fixing call bell/ buzzer suitable for single phase, 230 V, complete as required. | item181 | 2 | each
2.82 | Supplying and drawing of UTP 4 pair CAT 6 LAN Cable in the existing surface/ recessed Steel/ PVC conduit as required. | item182 | 2 | mtr |  |  |  | Excess(+) | 1 | Full Conversion | INR |  | 0 |  |  |  | 0 | 0 |  | 0 | 0 | [30 empty] | 0 | 0 | INR Zero Only | 2.82 | Supplying and drawing of UTP 4 pair CAT 6 LAN Cable in the existing surface/ recessed Steel/ PVC conduit as required. | item182 | 2 | mtr
2.83 | 3 run of cable | item183 | 2 | mtr |  |  |  | Excess(+) | 1 | Full Conversion | INR |  | 0 |  |  |  | 0 | 0 |  | 0 | 0 | [30 empty] | 0 | 0 | INR Zero Only | 2.83 | 3 run of cable | item183 | 2 | mtr
2.84 | Supplying and fixing following way, single pole and neutral, sheet steel, MCB distribution board, 240 V, on surface/ recess, complete with tinned copper bus bar, neutral bus bar, earth bar, din bar, interconnections, powder painted including earthing etc. as required. (But without MCB/RCCB/Isolator) | [53 empty] | 2.84 | Supplying and fixing following way, single pole and neutral, sheet steel, MCB distribution board, 240 V, on surface/ recess, complete with tinned copper bus bar, neutral bus bar, earth bar, din bar, interconnections, powder painted including earthing etc. as required. (But without MCB/RCCB/Isolator)
2.85 | 08 way SPN DB | item185 | 224 | each |  |  |  | Excess(+) | 1 | Full Conversion | INR |  | 0 |  |  |  | 0 | 0 |  | 0 | 0 | [30 empty] | 0 | 0 | INR Zero Only | 2.85 | 08 way SPN DB | item185 | 224 | each
2.86 | 16 way , Double door | item186 | 50 | each |  |  |  | Excess(+) | 1 | Full Conversion | INR |  | 0 |  |  |  | 0 | 0 |  | 0 | 0 | [30 empty] | 0 | 0 | INR Zero Only | 2.86 | 16 way , Double door | item186 | 50 | each
2.87 | Supplying and fixing following way, horizontal type three pole and neutral, sheet steel, MCB distribution board, 415 volts, on surface/ recess, complete with tinned copper bus bar, neutral bus bar, earth bar, din bar, interconnections, powder painted including earthing etc. as required. (But without MCB/RCCB/Isolator) | [53 empty] | 2.87 | Supplying and fixing following way, horizontal type three pole and neutral, sheet steel, MCB distribution board, 415 volts, on surface/ recess, complete with tinned copper bus bar, neutral bus bar, earth bar, din bar, interconnections, powder painted including earthing etc. as required. (But without MCB/RCCB/Isolator)
2.88 | 12 way (4 + 36), Double door | item188 | 2 | each |  |  |  | Excess(+) | 1 | Full Conversion | INR |  | 0 |  |  |  | 0 | 0 |  | 0 | 0 | [30 empty] | 0 | 0 | INR Zero Only | 2.88 | 12 way (4 + 36), Double door | item188 | 2 | each
2.89 | 16 way (4 + 64), Double door | item189 | 2 | each |  |  |  | Excess(+) | 1 | Full Conversion | INR |  | 0 |  |  |  | 0 | 0 |  | 0 | 0 | [30 empty] | 0 | 0 | INR Zero Only | 2.89 | 16 way (4 + 64), Double door | item189 | 2 | each
2.9 | Supplying and fixing following rating, four pole, 415 V, MCB in the existing MCB DB complete with connections, testing and commissioning etc. as required. | [53 empty] | 2.9 | Supplying and fixing following rating, four pole, 415 V, MCB in the existing MCB DB complete with connections, testing and commissioning etc. as required.
2.91 | 32A | item191 | 2 | each |  |  |  | Excess(+) | 1 | Full Conversion | INR |  | 0 |  |  |  | 0 | 0 |  | 0 | 0 | [30 empty] | 0 | 0 | INR Zero Only | 2.91 | 32A | item191 | 2 | each
2.92 | 63A | item192 | 2 | each |  |  |  | Excess(+) | 1 | Full Conversion | INR |  | 0 |  |  |  | 0 | 0 |  | 0 | 0 | [30 empty] | 0 | 0 | INR Zero Only | 2.92 | 63A | item192 | 2 | each
2.93 | Supplying and fixing 5 amps to 32 amps rating, 240/415 volts, 10 kA, “C” curve, miniature circuit breaker suitable for inductive load of following poles in the existing MCB DB complete with connections, testing and commissioning etc. as required. | [53 empty] | 2.93 | Supplying and fixing 5 amps to 32 amps rating, 240/415 volts, 10 kA, “C” curve, miniature circuit breaker suitable for inductive load of following poles in the existing MCB DB complete with connections, testing and commissioning etc. as required.
2.94 | Single pole Each | item194 | 2 | each |  |  |  | Excess(+) | 1 | Full Conversion | INR |  | 0 |  |  |  | 0 | 0 |  | 0 | 0 | [30 empty] | 0 | 0 | INR Zero Only | 2.94 | Single pole Each | item194 | 2 | each
2.95 | Double pole Each | item195 | 2 | each |  |  |  | Excess(+) | 1 | Full Conversion | INR |  | 0 |  |  |  | 0 | 0 |  | 0 | 0 | [30 empty] | 0 | 0 | INR Zero Only | 2.95 | Double pole Each | item195 | 2 | each
2.96 | Supplying and fixing 40 amps rating, 240/415 volts, "C" curve, miniature circuit breaker suitable for inductive load of following poles in the existing MCB DB complete with connections, testing and commissioning etc. as required. | [53 empty] | 2.96 | Supplying and fixing 40 amps rating, 240/415 volts, "C" curve, miniature circuit breaker suitable for inductive load of following poles in the existing MCB DB complete with connections, testing and commissioning etc. as required.
2.97 | 40 A SPN MCB | item197 | 2 | each |  |  |  | Excess(+) | 1 | Full Conversion | INR |  | 0 |  |  |  | 0 | 0 |  | 0 | 0 | [30 empty] | 0 | 0 | INR Zero Only | 2.97 | 40 A SPN MCB | item197 | 2 | each
2.98 | Supplying and fixing DP sheet steel enclosure on surface/ recess along with 25/32 A 240 V "C" curve DP MCB complete with connections, testing and commissioning etc. as required | item198 | 2 | each |  |  |  | Excess(+) | 1 | Full Conversion | INR |  | 0 |  |  |  | 0 | 0 |  | 0 | 0 | [30 empty] | 0 | 0 | INR Zero Only | 2.98 | Supplying and fixing DP sheet steel enclosure on surface/ recess along with 25/32 A 240 V "C" curve DP MCB complete with connections, testing and commissioning etc. as required | item198 | 2 | each
2.99 | Supplying and fixing following way,Vertical type three pole and neutral, sheet steel, MCCB distribution board, 415 V, on surface/ recess, complete with tinned copper bus bar, neutral bus bar, earth bar, din bar, interconnections, powder painted including earthing etc. as required. (But without MCB/RCCB/Isolator) | [53 empty] | 2.99 | Supplying and fixing following way,Vertical type three pole and neutral, sheet steel, MCCB distribution board, 415 V, on surface/ recess, complete with tinned copper bus bar, neutral bus bar, earth bar, din bar, interconnections, powder painted including earthing etc. as required. (But without MCB/RCCB/Isolator)
3 | 12 way TPN DB, Double door | item200 | 130 | each |  |  |  | Excess(+) | 1 | Full Conversion | INR |  | 0 |  |  |  | 0 | 0 |  | 0 | 0 | [30 empty] | 0 | 0 | INR Zero Only | 3 | 12 way TPN DB, Double door | item200 | 130 | each
3.01 | Supplying and fixing following rating, four pole, 415 V,MCCB in the existing MCCB DB complete with connections, testing and commissioning etc. as required. | [53 empty] | 3.01 | Supplying and fixing following rating, four pole, 415 V,MCCB in the existing MCCB DB complete with connections, testing and commissioning etc. as required.
3.02 | 32A | item202 | 6 | Nos |  |  |  | Excess(+) | 1 | Full Conversion | INR |  | 0 |  |  |  | 0 | 0 |  | 0 | 0 | [30 empty] | 0 | 0 | INR Zero Only | 3.02 | 32A | item202 | 6 | Nos
3.03 | Supplying and fixing 63 amps rating, 240/415 volts, "C" curve, miniature circuit breaker suitable for inductive load of following poles in the existing MCB DB complete with connections, testing and commissioning etc. as required. | [53 empty] | 3.03 | Supplying and fixing 63 amps rating, 240/415 volts, "C" curve, miniature circuit breaker suitable for inductive load of following poles in the existing MCB DB complete with connections, testing and commissioning etc. as required.
3.04 | 40 A SP MCB | item204 | 4 | each |  |  |  | Excess(+) | 1 | Full Conversion | INR |  | 0 |  |  |  | 0 | 0 |  | 0 | 0 | [30 empty] | 0 | 0 | INR Zero Only | 3.04 | 40 A SP MCB | item204 | 4 | each
3.05 | Earthing with G.I. earth pipe 4.5 metre long, 40 mm dia including accessories, and providing masonry enclosure with cover plate having locking arrangement and watering pipe etc. with charcoal/ coke and salt as required. | item205 | 8 | each |  |  |  | Excess(+) | 1 | Full Conversion | INR |  | 0 |  |  |  | 0 | 0 |  | 0 | 0 | [30 empty] | 0 | 0 | INR Zero Only | 3.05 | Earthing with G.I. earth pipe 4.5 metre long, 40 mm dia including accessories, and providing masonry enclosure with cover plate having locking arrangement and watering pipe etc. with charcoal/ coke and salt as required. | item205 | 8 | each
3.06 | Earthing with copper earth plate 600 mm X 600 mm X 3 mm thick including accessories, and providing masonry enclosure with cover plate having locking arrangement and watering pipe of 2.7 metre long etc. with charcoal/ coke and salt as required. | item206 | 4 | each |  |  |  | Excess(+) | 1 | Full Conversion | INR |  | 0 |  |  |  | 0 | 0 |  | 0 | 0 | [30 empty] | 0 | 0 | INR Zero Only | 3.06 | Earthing with copper earth plate 600 mm X 600 mm X 3 mm thick including accessories, and providing masonry enclosure with cover plate having locking arrangement and watering pipe of 2.7 metre long etc. with charcoal/ coke and salt as required. | item206 | 4 | each
3.07 | 600mm long 32 x 6 Sq.mm. GI Insulated Earth Bars | item207 | 2 | metre |  |  |  | Excess(+) | 1 | Full Conversion | INR |  | 0 |  |  |  | 0 | 0 |  | 0 | 0 | [30 empty] | 0 | 0 | INR Zero Only | 3.07 | 600mm long 32 x 6 Sq.mm. GI Insulated Earth Bars | item207 | 2 | metre
3.08 | 600mm long 25 x 6 Sq.mm. CU Insulated Earth Bars | item208 | 2 | kg |  |  |  | Excess(+) | 1 | Full Conversion | INR |  | 0 |  |  |  | 0 | 0 |  | 0 | 0 | [30 empty] | 0 | 0 | INR Zero Only | 3.08 | 600mm long 25 x 6 Sq.mm. CU Insulated Earth Bars | item208 | 2 | kg
3.09 | Providing and fixing 32 mm X 6 mm G.I. Insulated strip on surface or in recess for connections etc. as required. | item209 | 690 | mtr |  |  |  | Excess(+) | 1 | Full Conversion | INR |  | 0 |  |  |  | 0 | 0 |  | 0 | 0 | [30 empty] | 0 | 0 | INR Zero Only | 3.09 | Providing and fixing 32 mm X 6 mm G.I. Insulated strip on surface or in recess for connections etc. as required. | item209 | 690 | mtr
3.1 | Providing and fixing 50 mm X 6 mm G.I. Insulated strip on surface or in recess for connections etc. as required. | item210 | 70 | mtr |  |  |  | Excess(+) | 1 | Full Conversion | INR |  | 0 |  |  |  | 0 | 0 |  | 0 | 0 | [30 empty] | 0 | 0 | INR Zero Only | 3.1 | Providing and fixing 50 mm X 6 mm G.I. Insulated strip on surface or in recess for connections etc. as required. | item210 | 70 | mtr
3.11 | Providing and fixing 40 mm X 5 mm G.I. Insulated strip on surface or in recess for connections etc. as required. | item211 | 70 | mtr |  |  |  | Excess(+) | 1 | Full Conversion | INR |  | 0 |  |  |  | 0 | 0 |  | 0 | 0 | [30 empty] | 0 | 0 | INR Zero Only | 3.11 | Providing and fixing 40 mm X 5 mm G.I. Insulated strip on surface or in recess for connections etc. as required. | item211 | 70 | mtr
3.12 | Providing and fixing 50 mm X 10 mm G.I. Insulated strip on surface or in recess for connections etc. as required. | item212 | 104 | mtr |  |  |  | Excess(+) | 1 | Full Conversion | INR |  | 0 |  |  |  | 0 | 0 |  | 0 | 0 | [30 empty] | 0 | 0 | INR Zero Only | 3.12 | Providing and fixing 50 mm X 10 mm G.I. Insulated strip on surface or in recess for connections etc. as required. | item212 | 104 | mtr
3.13 | Providing and fixing 25 mm X 3 mm. CU Insulated strip on surface or in recess for connections etc. as required. | item213 | 2 | mtr |  |  |  | Excess(+) | 1 | Full Conversion | INR |  | 0 |  |  |  | 0 | 0 |  | 0 | 0 | [30 empty] | 0 | 0 | INR Zero Only | 3.13 | Providing and fixing 25 mm X 3 mm. CU Insulated strip on surface or in recess for connections etc. as required. | item213 | 2 | mtr
3.14 | Providing and fixing 6 SWG dia G.I. wire on surface or in recess for loop earthing as required. | item214 | 128 | mtr |  |  |  | Excess(+) | 1 | Full Conversion | INR |  | 0 |  |  |  | 0 | 0 |  | 0 | 0 | [30 empty] | 0 | 0 | INR Zero Only | 3.14 | Providing and fixing 6 SWG dia G.I. wire on surface or in recess for loop earthing as required. | item214 | 128 | mtr
3.15 | Providing and fixing 8 SWG dia G.I. wire on surface or in recess for loop earthing as required. | item215 | 744 | mtr |  |  |  | Excess(+) | 1 | Full Conversion | INR |  | 0 |  |  |  | 0 | 0 |  | 0 | 0 | [30 empty] | 0 | 0 | INR Zero Only | 3.15 | Providing and fixing 8 SWG dia G.I. wire on surface or in recess for loop earthing as required. | item215 | 744 | mtr
3.16 | Laying of one number PVC insulated and PVC sheathed / XLPE power cable of 1.1 KV grade of following size in the existing RCC/ HUME/ METAL pipe as required. | [53 empty] | 3.16 | Laying of one number PVC insulated and PVC sheathed / XLPE power cable of 1.1 KV grade of following size in the existing RCC/ HUME/ METAL pipe as required.
3.17 | Above 185 sq. mm and upto 400 sq. mm | item217 | 410 | mtr |  |  |  | Excess(+) | 1 | Full Conversion | INR |  | 0 |  |  |  | 0 | 0 |  | 0 | 0 | [30 empty] | 0 | 0 | INR Zero Only | 3.17 | Above 185 sq. mm and upto 400 sq. mm | item217 | 410 | mtr
3.18 | Supply, installation, testing and commissioning of led fixture 26 W LED Surface Mounted Downlighter Round Shape with minimum system lumen efficacy of 100 lm/W with and P.F.>0.95 with THD<10% ,CCT 6000 K,CRI 80.The LED with Useful life of 50000 Hrs at L70.The Input voltage range shall be 150V to 270V . including cost of all petty materials required to complete the job in all respect. | item218 | 12 | each |  |  |  | Excess(+) | 1 | Full Conversion | INR |  | 0 |  |  |  | 0 | 0 |  | 0 | 0 | [30 empty] | 0 | 0 | INR Zero Only | 3.18 | Supply, installation, testing and commissioning of led fixture 26 W LED Surface Mounted Downlighter Round Shape with minimum system lumen efficacy of 100 lm/W with and P.F.>0.95 with THD<10% ,CCT 6000 K,CRI 80.The LED with Useful life of 50000 Hrs at L70.The Input voltage range shall be 150V to 270V . including cost of all petty materials required to complete the job in all respect. | item218 | 12 | each
3.19 | Supply, installation, testing and commissioning of led fixture 18 W LED Recess Mounted Downlighter Round Shape with minimum system lumen efficacy of 100 lm/W with and P.F.>0.95 with THD<10% ,CCT 6000 K,CRI 80.The LED with Useful life of 50000 Hrs at L70.The Input voltage range shall be 150V to 270V . including cost of all petty materials required to complete the job in all respect. | item219 | 12 | each |  |  |  | Excess(+) | 1 | Full Conversion | INR |  | 0 |  |  |  | 0 | 0 |  | 0 | 0 | [30 empty] | 0 | 0 | INR Zero Only | 3.19 | Supply, installation, testing and commissioning of led fixture 18 W LED Recess Mounted Downlighter Round Shape with minimum system lumen efficacy of 100 lm/W with and P.F.>0.95 with THD<10% ,CCT 6000 K,CRI 80.The LED with Useful life of 50000 Hrs at L70.The Input voltage range shall be 150V to 270V . including cost of all petty materials required to complete the job in all respect. | item219 | 12 | each
3.2 | Supplying installation testing and commissioning of 7W 600mm long LED mirror light having system lumen 1000-1200 i/c connection with 1.5 sqmm copper conductor cable complete as reqd. | item220 | 144 | each |  |  |  | Excess(+) | 1 | Full Conversion | INR |  | 0 |  |  |  | 0 | 0 |  | 0 | 0 | [30 empty] | 0 | 0 | INR Zero Only | 3.2 | Supplying installation testing and commissioning of 7W 600mm long LED mirror light having system lumen 1000-1200 i/c connection with 1.5 sqmm copper conductor cable complete as reqd. | item220 | 144 | each
3.21 | Supply, installation, testing and commissioning of IP20 Led fixture 20 W+/- 1W with Wall Mounted 4 Feet Batten Fixture with system efficacy 100lm/W with Aluminium housing P.F.>0.95 with THD<20% ,CCT 6500 K,CRI 80,Surge Protection 2 Kv.The LED with Useful life of 50000 Hrs at L70.The Input voltage range shall be 150V to 270V . including cost of all petty materials required to complete the job in all respect. | item221 | 258 | each |  |  |  | Excess(+) | 1 | Full Conversion | INR |  | 0 |  |  |  | 0 | 0 |  | 0 | 0 | [30 empty] | 0 | 0 | INR Zero Only | 3.21 | Supply, installation, testing and commissioning of IP20 Led fixture 20 W+/- 1W with Wall Mounted 4 Feet Batten Fixture with system efficacy 100lm/W with Aluminium housing P.F.>0.95 with THD<20% ,CCT 6500 K,CRI 80,Surge Protection 2 Kv.The LED with Useful life of 50000 Hrs at L70.The Input voltage range shall be 150V to 270V . including cost of all petty materials required to complete the job in all respect. | item221 | 258 | each
3.22 | Supply, installation, testing and commissioning of IP20 Led fixture 33W+/- 1W with Wall Mounted 4 Feet Batten Fixture with system efficacy 100lm/W with Aluminium housing P.F.>0.95 with THD<20% ,CCT 6500 K,CRI 80,Surge Protection 2 Kv.The LED with Useful life of 50000 Hrs at L70.The Input voltage range shall be 150V to 270V . including cost of all petty materials required to complete the job in all respect. | item222 | 6 | each |  |  |  | Excess(+) | 1 | Full Conversion | INR |  | 0 |  |  |  | 0 | 0 |  | 0 | 0 | [30 empty] | 0 | 0 | INR Zero Only | 3.22 | Supply, installation, testing and commissioning of IP20 Led fixture 33W+/- 1W with Wall Mounted 4 Feet Batten Fixture with system efficacy 100lm/W with Aluminium housing P.F.>0.95 with THD<20% ,CCT 6500 K,CRI 80,Surge Protection 2 Kv.The LED with Useful life of 50000 Hrs at L70.The Input voltage range shall be 150V to 270V . including cost of all petty materials required to complete the job in all respect. | item222 | 6 | each
3.23 | 12W bulkhead light fitting | item223 | 80 | each |  |  |  | Excess(+) | 1 | Full Conversion | INR |  | 0 |  |  |  | 0 | 0 |  | 0 | 0 | [30 empty] | 0 | 0 | INR Zero Only | 3.23 | 12W bulkhead light fitting | item223 | 80 | each
3.24 | 60W LED Flood light | item224 | 4 | each |  |  |  | Excess(+) | 1 | Full Conversion | INR |  | 0 |  |  |  | 0 | 0 |  | 0 | 0 | [30 empty] | 0 | 0 | INR Zero Only | 3.24 | 60W LED Flood light | item224 | 4 | each
3.25 | Supply, installation, testing and commissioning of led fixture 40 W LED Hanging Light with minimum system lumen efficacy of 100 lm/W with and P.F.>0.95 with THD<10% ,CCT 6000 K,CRI 80.The LED with Useful life of 50000 Hrs at L70.The Input voltage range shall be 150V to 270V . including cost of all petty materials required to complete the job in all respect. | item225 | 2 | each |  |  |  | Excess(+) | 1 | Full Conversion | INR |  | 0 |  |  |  | 0 | 0 |  | 0 | 0 | [30 empty] | 0 | 0 | INR Zero Only | 3.25 | Supply, installation, testing and commissioning of led fixture 40 W LED Hanging Light with minimum system lumen efficacy of 100 lm/W with and P.F.>0.95 with THD<10% ,CCT 6000 K,CRI 80.The LED with Useful life of 50000 Hrs at L70.The Input voltage range shall be 150V to 270V . including cost of all petty materials required to complete the job in all respect. | item225 | 2 | each
3.26 | Supply, Installation, Testing and Commissioning of 1200 mm sweep, BEE 5 star rated, ceiling fan with Brush Less Direct Current (BLDC) Motor, class of insulation: B, 3 nos. blades, 30 cm long down rod, 2 nos. canopies, shackle kit, safety rope, copper winding, Power Factor not less than 0.9, Service Value (CMM/W) minimum 6.85, Air delivery minimum 215 CMM, 350 RPM (tolerance as per IS : 374- 2019), THD less than 10%, remote or electronic regulator unit for speed control and all remaining accessories including safety pin, nut bolts, washers, temperature rise=75 degree C (max.), insulation resistance more than 2 mega ohm, suitable for 230 V, 50 Hz, single phase AC Supply, earthing etc. complete as required with regulators. | item226 | 90 | each |  |  |  | Excess(+) | 1 | Full Conversion | INR |  | 0 |  |  |  | 0 | 0 |  | 0 | 0 | [30 empty] | 0 | 0 | INR Zero Only | 3.26 | Supply, Installation, Testing and Commissioning of 1200 mm sweep, BEE 5 star rated, ceiling fan with Brush Less Direct Current (BLDC) Motor, class of insulation: B, 3 nos. blades, 30 cm long down rod, 2 nos. canopies, shackle kit, safety rope, copper winding, Power Factor not less than 0.9, Service Value (CMM/W) minimum 6.85, Air delivery minimum 215 CMM, 350 RPM (tolerance as per IS : 374- 2019), THD less than 10%, remote or electronic regulator unit for speed control and all remaining accessories including safety pin, nut bolts, washers, temperature rise=75 degree C (max.), insulation resistance more than 2 mega ohm, suitable for 230 V, 50 Hz, single phase AC Supply, earthing etc. complete as required with regulators. | item226 | 90 | each
3.27 | SITC of 380 mm sweep, 1400 PM, Exhaust fan suitable fo 230 v, 50Hz, single phase AC supply with louve shutter, including making hole etc. complete as required | item227 | 2 | each |  |  |  | Excess(+) | 1 | Full Conversion | INR |  | 0 |  |  |  | 0 | 0 |  | 0 | 0 | [30 empty] | 0 | 0 | INR Zero Only | 3.27 | SITC of 380 mm sweep, 1400 PM, Exhaust fan suitable fo 230 v, 50Hz, single phase AC supply with louve shutter, including making hole etc. complete as required | item227 | 2 | each
3.28 | Fabrication, supplying, installation, testing & commissioning of compartment based cubical panel board suitable for 415 volts, 3 Phase, 4 wire, 50 Hz A.C. supply system fabricated out of 2 mm thick CRCA sheet having 4 strip 315 Ampere capacity vertical Aluminium busbar ,cable alley on both side with gland plate at top,control wiring with 2.5 sq.mm FRLS PVC insulated copper single core cable,bottom based channel of MS section not less than 75 mmx 40mm x 5mm thick, complete on floor or c.c foundation (if required) and of suitable size to accomodate the following switch Gears etc. as required. | [53 empty] | 3.28 | Fabrication, supplying, installation, testing & commissioning of compartment based cubical panel board suitable for 415 volts, 3 Phase, 4 wire, 50 Hz A.C. supply system fabricated out of 2 mm thick CRCA sheet having 4 strip 315 Ampere capacity vertical Aluminium busbar ,cable alley on both side with gland plate at top,control wiring with 2.5 sq.mm FRLS PVC insulated copper single core cable,bottom based channel of MS section not less than 75 mmx 40mm x 5mm thick, complete on floor or c.c foundation (if required) and of suitable size to accomodate the following switch Gears etc. as required.
3.29 | Incoming: | [53 empty] | 3.29 | Incoming:
3.3 | TPN 250 A 25 KA Microprocessor based MCCB with inbuilt S/C, O/C and E/F protection (Ics=100% Icu) :1No | [53 empty] | 3.3 | TPN 250 A 25 KA Microprocessor based MCCB with inbuilt S/C, O/C and E/F protection (Ics=100% Icu) :1No
3.31 | Phase spreader links : 1 Set | [53 empty] | 3.31 | Phase spreader links : 1 Set
3.32 | Phase Barrier: 1 Set | [53 empty] | 3.32 | Phase Barrier: 1 Set
3.33 | Auxiliary contact 1NO+1NC : 2 No | [53 empty] | 3.33 | Auxiliary contact 1NO+1NC : 2 No
3.34 | ON/OFF Indication LED lamp : 1 Set | [53 empty] | 3.34 | ON/OFF Indication LED lamp : 1 Set
3.35 | Phase Indication LED Lamp (RYB): 1 Set | [53 empty] | 3.35 | Phase Indication LED Lamp (RYB): 1 Set
3.36 | Spring Charge Indication Lamp : 1 set | [53 empty] | 3.36 | Spring Charge Indication Lamp : 1 set
3.37 | SP 2A 10 KA C-curve MCB: 3 No. | [53 empty] | 3.37 | SP 2A 10 KA C-curve MCB: 3 No.
3.38 | LED Digital Multifunction meter CL 1.0 with RS-485 Port: 1 No. | [53 empty] | 3.38 | LED Digital Multifunction meter CL 1.0 with RS-485 Port: 1 No.
3.39 | Resin cast Current Transformer CL-1.0: 3 No. | [53 empty] | 3.39 | Resin cast Current Transformer CL-1.0: 3 No.
3.4 | 4 Pole 65 KA Type 2 Surge Protection Device : 1 No | [53 empty] | 3.4 | 4 Pole 65 KA Type 2 Surge Protection Device : 1 No
3.41 | 4 Pole 63 A 10 KA Type C MCB 10 : 1 No | [53 empty] | 3.41 | 4 Pole 63 A 10 KA Type C MCB 10 : 1 No
3.42 | Outgoing (Total No.-28) | [53 empty] | 3.42 | Outgoing (Total No.-28)
3.43 | 32 Amp 4P MCB - 11 No 40 Amp 4P MCB - 10No.. 63 Amp 4P MCB - 19 No. 25 Amp DP MCB - 2No. | [53 empty] | 3.43 | 32 Amp 4P MCB - 11 No 40 Amp 4P MCB - 10No.. 63 Amp 4P MCB - 19 No. 25 Amp DP MCB - 2No.
3.44 | TPN 100 A 16 KA TM based MCCB with inbuilt S/C, O/C (Ics=100% Icu) :1No | [53 empty] | 3.44 | TPN 100 A 16 KA TM based MCCB with inbuilt S/C, O/C (Ics=100% Icu) :1No
3.45 | Auxiliary contact 1 NO+1 NC: 50 No. | [53 empty] | 3.45 | Auxiliary contact 1 NO+1 NC: 50 No.
3.46 | SHUNT TRIP COIL: 1 NO (REFER SLD) | [53 empty] | 3.46 | SHUNT TRIP COIL: 1 NO (REFER SLD)
3.47 | Clean Agent System for common area Panel , consisting of the following components: | [53 empty] | 3.47 | Clean Agent System for common area Panel , consisting of the following components:
3.48 | 10 LB CAPACITY Clean agent system with DOT/PESO approved cylinders complete with all necessary gas ,fitting ,support ,and accessories,connected with valve. (Novec 1230 by 3M). System should be approved by LPCB/UL/VDS/FM | [53 empty] | 3.48 | 10 LB CAPACITY Clean agent system with DOT/PESO approved cylinders complete with all necessary gas ,fitting ,support ,and accessories,connected with valve. (Novec 1230 by 3M). System should be approved by LPCB/UL/VDS/FM
3.49 | End of Line adaptor , straight | [53 empty] | 3.49 | End of Line adaptor , straight
3.5 | Pressure Switch | [53 empty] | 3.5 | Pressure Switch
3.51 | Pressure gauge at the end of line. | [53 empty] | 3.51 | Pressure gauge at the end of line.
3.52 | Linear pneumatic heat detection tube with all necessary fittings & supports.UL listed | [53 empty] | 3.52 | Linear pneumatic heat detection tube with all necessary fittings & supports.UL listed
3.53 | Master control unit | [53 empty] | 3.53 | Master control unit
3.54 | Installation & Commissioning of the system | item254 | 2 | Job |  |  |  | Excess(+) | 1 | Full Conversion | INR |  | 0 |  |  |  | 0 | 0 |  | 0 | 0 | [30 empty] | 0 | 0 | INR Zero Only | 3.54 | Installation & Commissioning of the system | item254 | 2 | Job
3.55 | Supplying & laying of following sizes of power cables multi staranded Aluminium Conductor, XLPE Insulated, cores laid up PVC tape/Extuded Inne Sheath, Armour,FRLS at outer sheath ,1.1 grade as per IS 7098(part 1)1988 with upto dates amendment | [53 empty] | 3.55 | Supplying & laying of following sizes of power cables multi staranded Aluminium Conductor, XLPE Insulated, cores laid up PVC tape/Extuded Inne Sheath, Armour,FRLS at outer sheath ,1.1 grade as per IS 7098(part 1)1988 with upto dates amendment
3.56 | 3.5C * 185 sq mm | item256 | 400 | mtr |  |  |  | Excess(+) | 1 | Full Conversion | INR |  | 0 |  |  |  | 0 | 0 |  | 0 | 0 | [30 empty] | 0 | 0 | INR Zero Only | 3.56 | 3.5C * 185 sq mm | item256 | 400 | mtr
3.57 | 4C * 35 sq mm | item257 | 2 | mtr |  |  |  | Excess(+) | 1 | Full Conversion | INR |  | 0 |  |  |  | 0 | 0 |  | 0 | 0 | [30 empty] | 0 | 0 | INR Zero Only | 3.57 | 4C * 35 sq mm | item257 | 2 | mtr
3.58 | 3.5C * 120 sq mm | item258 | 300 | mtr |  |  |  | Excess(+) | 1 | Full Conversion | INR |  | 0 |  |  |  | 0 | 0 |  | 0 | 0 | [30 empty] | 0 | 0 | INR Zero Only | 3.58 | 3.5C * 120 sq mm | item258 | 300 | mtr
3.59 | 4C * 25 sq mm | item259 | 900 | mtr |  |  |  | Excess(+) | 1 | Full Conversion | INR |  | 0 |  |  |  | 0 | 0 |  | 0 | 0 | [30 empty] | 0 | 0 | INR Zero Only | 3.59 | 4C * 25 sq mm | item259 | 900 | mtr
3.6 | 4C * 16 sq mm | item260 | 400 | mtr |  |  |  | Excess(+) | 1 | Full Conversion | INR |  | 0 |  |  |  | 0 | 0 |  | 0 | 0 | [30 empty] | 0 | 0 | INR Zero Only | 3.6 | 4C * 16 sq mm | item260 | 400 | mtr
3.61 | Supplying & laying of following sizes of power cables multi staranded Copper Conductor, XLPE Insulated, cores laid up PVC tape/Extuded Inne Sheath, Armour,FRLS at outer sheath ,1.1 grade as per IS 7098(part 1)1988 with upto dates amendment | [53 empty] | 3.61 | Supplying & laying of following sizes of power cables multi staranded Copper Conductor, XLPE Insulated, cores laid up PVC tape/Extuded Inne Sheath, Armour,FRLS at outer sheath ,1.1 grade as per IS 7098(part 1)1988 with upto dates amendment
3.62 | 4C * 70 sq mm | item262 | 2 | mtr |  |  |  | Excess(+) | 1 | Full Conversion | INR |  | 0 |  |  |  | 0 | 0 |  | 0 | 0 | [30 empty] | 0 | 0 | INR Zero Only | 3.62 | 4C * 70 sq mm | item262 | 2 | mtr
3.63 | 4C * 35 sq mm | item263 | 2 | mtr |  |  |  | Excess(+) | 1 | Full Conversion | INR |  | 0 |  |  |  | 0 | 0 |  | 0 | 0 | [30 empty] | 0 | 0 | INR Zero Only | 3.63 | 4C * 35 sq mm | item263 | 2 | mtr
3.64 | 4C * 4 sq mm | item264 | 680 | mtr |  |  |  | Excess(+) | 1 | Full Conversion | INR |  | 0 |  |  |  | 0 | 0 |  | 0 | 0 | [30 empty] | 0 | 0 | INR Zero Only | 3.64 | 4C * 4 sq mm | item264 | 680 | mtr
3.65 | 4C * 10 sq mm | item265 | 2472 | mtr |  |  |  | Excess(+) | 1 | Full Conversion | INR |  | 0 |  |  |  | 0 | 0 |  | 0 | 0 | [30 empty] | 0 | 0 | INR Zero Only | 3.65 | 4C * 10 sq mm | item265 | 2472 | mtr
3.66 | Supplying and making end termination with brass compression gland and Copper lugs for following size of PVC insulated and PVC sheathed / XLPE aluminium conductor cable of 1.1 KV grade as required. | [53 empty] | 3.66 | Supplying and making end termination with brass compression gland and Copper lugs for following size of PVC insulated and PVC sheathed / XLPE aluminium conductor cable of 1.1 KV grade as required.
3.67 | 3.5C * 185 sq mm | item267 | 4 | each |  |  |  | Excess(+) | 1 | Full Conversion | INR |  | 0 |  |  |  | 0 | 0 |  | 0 | 0 | [30 empty] | 0 | 0 | INR Zero Only | 3.67 | 3.5C * 185 sq mm | item267 | 4 | each
3.68 | 4C * 35 sq mm | item268 | 2 | each |  |  |  | Excess(+) | 1 | Full Conversion | INR |  | 0 |  |  |  | 0 | 0 |  | 0 | 0 | [30 empty] | 0 | 0 | INR Zero Only | 3.68 | 4C * 35 sq mm | item268 | 2 | each
3.69 | 4C * 25 sq mm | item269 | 32 | each |  |  |  | Excess(+) | 1 | Full Conversion | INR |  | 0 |  |  |  | 0 | 0 |  | 0 | 0 | [30 empty] | 0 | 0 | INR Zero Only | 3.69 | 4C * 25 sq mm | item269 | 32 | each
3.7 | 3.5C * 120 sq mm | item270 | 4 | each |  |  |  | Excess(+) | 1 | Full Conversion | INR |  | 0 |  |  |  | 0 | 0 |  | 0 | 0 | [30 empty] | 0 | 0 | INR Zero Only | 3.7 | 3.5C * 120 sq mm | item270 | 4 | each
3.71 | 4C * 16 sq mm | item271 | 20 | each |  |  |  | Excess(+) | 1 | Full Conversion | INR |  | 0 |  |  |  | 0 | 0 |  | 0 | 0 | [30 empty] | 0 | 0 | INR Zero Only | 3.71 | 4C * 16 sq mm | item271 | 20 | each
3.72 | Supplying and making end termination with brass compression gland and Copper lugs for following size of PVC insulated and PVC sheathed / XLPE aluminium conductor cable of 1.1 KV grade as required. | [53 empty] | 3.72 | Supplying and making end termination with brass compression gland and Copper lugs for following size of PVC insulated and PVC sheathed / XLPE aluminium conductor cable of 1.1 KV grade as required.
3.73 | 4C * 70 sq mm | item273 | 2 | each |  |  |  | Excess(+) | 1 | Full Conversion | INR |  | 0 |  |  |  | 0 | 0 |  | 0 | 0 | [30 empty] | 0 | 0 | INR Zero Only | 3.73 | 4C * 70 sq mm | item273 | 2 | each
3.74 | 4C * 35 sq mm | item274 | 2 | each |  |  |  | Excess(+) | 1 | Full Conversion | INR |  | 0 |  |  |  | 0 | 0 |  | 0 | 0 | [30 empty] | 0 | 0 | INR Zero Only | 3.74 | 4C * 35 sq mm | item274 | 2 | each
3.75 | 4C * 4 sq mm | item275 | 16 | each |  |  |  | Excess(+) | 1 | Full Conversion | INR |  | 0 |  |  |  | 0 | 0 |  | 0 | 0 | [30 empty] | 0 | 0 | INR Zero Only | 3.75 | 4C * 4 sq mm | item275 | 16 | each
3.76 | 4C * 10 sq mm | item276 | 72 | each |  |  |  | Excess(+) | 1 | Full Conversion | INR |  | 0 |  |  |  | 0 | 0 |  | 0 | 0 | [30 empty] | 0 | 0 | INR Zero Only | 3.76 | 4C * 10 sq mm | item276 | 72 | each
3.77 | Supplying, Installation, testing & commissioning of sector panel suitable for following zones, complete with visual indications for short circuit fault, open circuit fault, fire condition and all other standard facilities as per IS:2189 with mimic diagram for all area/zone covered, complete with all connections, interconnections as required. | [53 empty] | 3.77 | Supplying, Installation, testing & commissioning of sector panel suitable for following zones, complete with visual indications for short circuit fault, open circuit fault, fire condition and all other standard facilities as per IS:2189 with mimic diagram for all area/zone covered, complete with all connections, interconnections as required.
3.78 | 6 Zone | item278 | 2 | each |  |  |  | Excess(+) | 1 | Full Conversion | INR |  | 0 |  |  |  | 0 | 0 |  | 0 | 0 | [30 empty] | 0 | 0 | INR Zero Only | 3.78 | 6 Zone | item278 | 2 | each
3.79 | Supplying, Installation, testing & commissioning of Heat detector operating at 54°C/57°C with rate of rise cum fixed tempreature (dual thermistor) type with mounting base complete with all connection etc.as required | item279 | 2 | each |  |  |  | Excess(+) | 1 | Full Conversion | INR |  | 0 |  |  |  | 0 | 0 |  | 0 | 0 | [30 empty] | 0 | 0 | INR Zero Only | 3.79 | Supplying, Installation, testing & commissioning of Heat detector operating at 54°C/57°C with rate of rise cum fixed tempreature (dual thermistor) type with mounting base complete with all connection etc.as required | item279 | 2 | each
3.8 | Supplying, Installation, testing & commissioning of Smoke with builtin LED and mounting base complete with all connections etc.as required | item280 | 2 | each |  |  |  | Excess(+) | 1 | Full Conversion | INR |  | 0 |  |  |  | 0 | 0 |  | 0 | 0 | [30 empty] | 0 | 0 | INR Zero Only | 3.8 | Supplying, Installation, testing & commissioning of Smoke with builtin LED and mounting base complete with all connections etc.as required | item280 | 2 | each
3.81 | Supplying, Installation, testing & commissioning of manual call box of ABS type in surface/recess with stainless steel chain & hammer assembly complete with glass and push button etc.as required | item281 | 26 | each |  |  |  | Excess(+) | 1 | Full Conversion | INR |  | 0 |  |  |  | 0 | 0 |  | 0 | 0 | [30 empty] | 0 | 0 | INR Zero Only | 3.81 | Supplying, Installation, testing & commissioning of manual call box of ABS type in surface/recess with stainless steel chain & hammer assembly complete with glass and push button etc.as required | item281 | 26 | each
3.82 | Supplying, Installation, testing & commissioning of fire alarm sounder with facility to make announcement, mounted in A.B.S box with hinged cover plate & suitable for operation with amplifier i/c line matching transformer etc.complete as required. | item282 | 2 | each |  |  |  | Excess(+) | 1 | Full Conversion | INR |  | 0 |  |  |  | 0 | 0 |  | 0 | 0 | [30 empty] | 0 | 0 | INR Zero Only | 3.82 | Supplying, Installation, testing & commissioning of fire alarm sounder with facility to make announcement, mounted in A.B.S box with hinged cover plate & suitable for operation with amplifier i/c line matching transformer etc.complete as required. | item282 | 2 | each
3.83 | Supplying, Installation, testing & commissioning of fire alarm sounder cum strobe with facility to make announcement, mounted in A.B.S box with hinged cover plate & suitable for operation with amplifier i/c line matching transformer etc.complete as required. | item283 | 26 | each |  |  |  | Excess(+) | 1 | Full Conversion | INR |  | 0 |  |  |  | 0 | 0 |  | 0 | 0 | [30 empty] | 0 | 0 | INR Zero Only | 3.83 | Supplying, Installation, testing & commissioning of fire alarm sounder cum strobe with facility to make announcement, mounted in A.B.S box with hinged cover plate & suitable for operation with amplifier i/c line matching transformer etc.complete as required. | item283 | 26 | each
3.84 | Supplying, Installation, testing & commissioning of Zone Interface Module for monitoring the field Conventional devices complete with all accessories as required for the integration of addressable fire alarm panel. | item284 | 2 | each |  |  |  | Excess(+) | 1 | Full Conversion | INR |  | 0 |  |  |  | 0 | 0 |  | 0 | 0 | [30 empty] | 0 | 0 | INR Zero Only | 3.84 | Supplying, Installation, testing & commissioning of Zone Interface Module for monitoring the field Conventional devices complete with all accessories as required for the integration of addressable fire alarm panel. | item284 | 2 | each
3.85 | Supplying & laying of 2x1.5 sqmm fire survival Armoured Cable, 600/1000V rated with annealed copper conductor having glass mica fire barrier tape covered by an extruded layer of Cross Linkable Ethylene Propylene Rubber (EPR) insulation and LSZH inner bedding, steel wire armouring & LSZH outer sheath complete as required. | item285 | 2 | mtr |  |  |  | Excess(+) | 1 | Full Conversion | INR |  | 0 |  |  |  | 0 | 0 |  | 0 | 0 | [30 empty] | 0 | 0 | INR Zero Only | 3.85 | Supplying & laying of 2x1.5 sqmm fire survival Armoured Cable, 600/1000V rated with annealed copper conductor having glass mica fire barrier tape covered by an extruded layer of Cross Linkable Ethylene Propylene Rubber (EPR) insulation and LSZH inner bedding, steel wire armouring & LSZH outer sheath complete as required. | item285 | 2 | mtr
3.86 | Supply and Laying of Unarmoured flexible fire survival fire alarm cable with 25mm PVC Conduit from Fire alarm panel to each devices, in exposed places and Concealed in ceiling complete with terminations and required accessories as specified below and shown in the drawing. | item286 | 2 | mtr |  |  |  | Excess(+) | 1 | Full Conversion | INR |  | 0 |  |  |  | 0 | 0 |  | 0 | 0 | [30 empty] | 0 | 0 | INR Zero Only | 3.86 | Supply and Laying of Unarmoured flexible fire survival fire alarm cable with 25mm PVC Conduit from Fire alarm panel to each devices, in exposed places and Concealed in ceiling complete with terminations and required accessories as specified below and shown in the drawing. | item286 | 2 | mtr
3.87 | Supplying & laying of 2x1.5 sqmm Fire Survival Flexible Unarmoured Cable, 600/1000V rated with annealed copper conductor having glass mica fire barrier tape covered by an extruded layer of Cross Linkable Ethylene Propylene Rubber (EPR) insulation and LSZH inner bedding, steel wire armouring & LSZH outer sheath with 25 mm dia.Conduit complete as required. | item287 | 998 | mtr |  |  |  | Excess(+) | 1 | Full Conversion | INR |  | 0 |  |  |  | 0 | 0 |  | 0 | 0 | [30 empty] | 0 | 0 | INR Zero Only | 3.87 | Supplying & laying of 2x1.5 sqmm Fire Survival Flexible Unarmoured Cable, 600/1000V rated with annealed copper conductor having glass mica fire barrier tape covered by an extruded layer of Cross Linkable Ethylene Propylene Rubber (EPR) insulation and LSZH inner bedding, steel wire armouring & LSZH outer sheath with 25 mm dia.Conduit complete as required. | item287 | 998 | mtr
3.88 | Providing and laying non-pressure NP2 class (light duty) R.C.C. pipes with collars jointed with stiff mixture of cement mortar in the proportion of 1:2 (1 cement : 2 fine sand) including testing of joints etc. complete : | [53 empty] | 3.88 | Providing and laying non-pressure NP2 class (light duty) R.C.C. pipes with collars jointed with stiff mixture of cement mortar in the proportion of 1:2 (1 cement : 2 fine sand) including testing of joints etc. complete :
3.89 | 300mm dia | item289 | 2 | mtr |  |  |  | Excess(+) | 1 | Full Conversion | INR |  | 0 |  |  |  | 0 | 0 |  | 0 | 0 | [30 empty] | 0 | 0 | INR Zero Only | 3.89 | 300mm dia | item289 | 2 | mtr
3.9 | Electrical Chamber for HT / LT / LV cables in 200 mm thick solid concrete block masonry in cement mortar 1:5 (1 cement :5 fine sand) for drainge, with heavy duty pre-cast RCC chamber cover fixed in RCC coping over masonry walls, including necessary excavation, foundation concrete 1:4:8 (1 cement :4 fine sand : 8 graded stone aggregate 40 mm nominal size), inside and outside plastering with cement mortar 1:3 (1 cement :3 coarse sand) 12mm thick, inside surface finished with a floating coat of neat cement complete including using waterproofing compound as per standard design.) | [53 empty] | 3.9 | Electrical Chamber for HT / LT / LV cables in 200 mm thick solid concrete block masonry in cement mortar 1:5 (1 cement :5 fine sand) for drainge, with heavy duty pre-cast RCC chamber cover fixed in RCC coping over masonry walls, including necessary excavation, foundation concrete 1:4:8 (1 cement :4 fine sand : 8 graded stone aggregate 40 mm nominal size), inside and outside plastering with cement mortar 1:3 (1 cement :3 coarse sand) 12mm thick, inside surface finished with a floating coat of neat cement complete including using waterproofing compound as per standard design.)
3.91 | 1200 L x 1000 W x 1200 D mm | item291 | 2 | each |  |  |  | Excess(+) | 1 | Full Conversion | INR |  | 0 |  |  |  | 0 | 0 |  | 0 | 0 | [30 empty] | 0 | 0 | INR Zero Only | 3.91 | 1200 L x 1000 W x 1200 D mm | item291 | 2 | each
3.92 | Supplying, Installation, testing & commissioning of IP Fixed Dome camera (Indoor) with 1/3" CCD/CMOS, 2MP, 2.8 / 3.6 mm fixed-focal, Remote focus, P/DC-Iris lens Progressive/De-interlace, High Definition resolution (1920 x 1080), min. Dual streaming, 25 FPS @ 1920X1080, H.264/H.265 & JMPEG compression support, 0.1 lux @ Built-in IR illuminators, effective upto 30 meteres, Motion detection, Video tampering,3D DNR, Wide dynamic Range, PoE power input, IP 42 & 40 Mtr IR AWB, AGC, BLC, Multiple network monitoring: Web viewer, CMS & Mobile App, 1/1 Alarm in/out, 1/1 audio in/out, 30 Mtr IR Range, 256 Giga Byte (GB) Secure Digital (SD) card, Support ONVIF, PSIA,IP44, PoE | item292 | 28 | each |  |  |  | Excess(+) | 1 | Full Conversion | INR |  | 0 |  |  |  | 0 | 0 |  | 0 | 0 | [30 empty] | 0 | 0 | INR Zero Only | 3.92 | Supplying, Installation, testing & commissioning of IP Fixed Dome camera (Indoor) with 1/3" CCD/CMOS, 2MP, 2.8 / 3.6 mm fixed-focal, Remote focus, P/DC-Iris lens Progressive/De-interlace, High Definition resolution (1920 x 1080), min. Dual streaming, 25 FPS @ 1920X1080, H.264/H.265 & JMPEG compression support, 0.1 lux @ Built-in IR illuminators, effective upto 30 meteres, Motion detection, Video tampering,3D DNR, Wide dynamic Range, PoE power input, IP 42 & 40 Mtr IR AWB, AGC, BLC, Multiple network monitoring: Web viewer, CMS & Mobile App, 1/1 Alarm in/out, 1/1 audio in/out, 30 Mtr IR Range, 256 Giga Byte (GB) Secure Digital (SD) card, Support ONVIF, PSIA,IP44, PoE | item292 | 28 | each
3.93 | Supplying, Installation, testing & commissioning of Outdoor IP Bullet camera with 1/3" CMOS or better, Progressive Scan,2MP, Day/Night, 2.8 to 12 mm motorised zoom lens with Autofocus, Support H.264/H.265 & MJPEG, 25 FPS @ 1080p (1920×1080), Motion detection, video tampering,Line crossing detection, intrusion detection, face detection, region entrance, region exit , defocus detection, audio exception detection, Support Corridor Mode, Digital WDR, Day/ Night (ICR), 3D DNR, AWB, AGC, BLC, Multiple network monitoring: Web viewer, CMS & Mobile App, 1/1 Alarm in/out, 1/1 audio in/out, 40 Mtr IR Range, 256 Giga Byte (GB) Secure Digital (SD) card , Support ONVIF, PSIA, IP67,IK10,PoE | item293 | 16 | each |  |  |  | Excess(+) | 1 | Full Conversion | INR |  | 0 |  |  |  | 0 | 0 |  | 0 | 0 | [30 empty] | 0 | 0 | INR Zero Only | 3.93 | Supplying, Installation, testing & commissioning of Outdoor IP Bullet camera with 1/3" CMOS or better, Progressive Scan,2MP, Day/Night, 2.8 to 12 mm motorised zoom lens with Autofocus, Support H.264/H.265 & MJPEG, 25 FPS @ 1080p (1920×1080), Motion detection, video tampering,Line crossing detection, intrusion detection, face detection, region entrance, region exit , defocus detection, audio exception detection, Support Corridor Mode, Digital WDR, Day/ Night (ICR), 3D DNR, AWB, AGC, BLC, Multiple network monitoring: Web viewer, CMS & Mobile App, 1/1 Alarm in/out, 1/1 audio in/out, 40 Mtr IR Range, 256 Giga Byte (GB) Secure Digital (SD) card , Support ONVIF, PSIA, IP67,IK10,PoE | item293 | 16 | each
3.94 | Supplying, Installation, testing & commissioning of 32-ch @ 1080 4K NVR Up to 32 channel IP cameras can be connected. • Supports for multiple video compressions including H.265+/H.265/H.264+/H.264 video formats • Up to 8-ch @ 1080p decoding capacity.Up to 256 Mbps high incoming bandwidth ensures IP cameras can be connected • 1 HDMI and 1 VGA interfaces: both interfaces support independent video output • Network Interface:a. 1 RJ-45 port (10/100/1000 Mbps), b. 16 PoE ports (IEEE802.3af/at) • 4 HDDs for Motion Based video recording • Channel-zero function ensures smooth remote live view and playback in low bandwidth | item294 | 2 | each |  |  |  | Excess(+) | 1 | Full Conversion | INR |  | 0 |  |  |  | 0 | 0 |  | 0 | 0 | [30 empty] | 0 | 0 | INR Zero Only | 3.94 | Supplying, Installation, testing & commissioning of 32-ch @ 1080 4K NVR Up to 32 channel IP cameras can be connected. • Supports for multiple video compressions including H.265+/H.265/H.264+/H.264 video formats • Up to 8-ch @ 1080p decoding capacity.Up to 256 Mbps high incoming bandwidth ensures IP cameras can be connected • 1 HDMI and 1 VGA interfaces: both interfaces support independent video output • Network Interface:a. 1 RJ-45 port (10/100/1000 Mbps), b. 16 PoE ports (IEEE802.3af/at) • 4 HDDs for Motion Based video recording • Channel-zero function ensures smooth remote live view and playback in low bandwidth | item294 | 2 | each
3.95 | Supplying, Installation, testing & commissioning of HDD, 8 TB,complete with all required accessories (30 Days Recording with motion based) | item295 | 4 | each |  |  |  | Excess(+) | 1 | Full Conversion | INR |  | 0 |  |  |  | 0 | 0 |  | 0 | 0 | [30 empty] | 0 | 0 | INR Zero Only | 3.95 | Supplying, Installation, testing & commissioning of HDD, 8 TB,complete with all required accessories (30 Days Recording with motion based) | item295 | 4 | each
3.96 | Supplying, Installation, testing & commissioning of 24 U (1000W X 1000D ) mm Floor mount closed rack with front glass door, vertical wire management systems, fan tray on top, perforated rear doors, side doors, casters, openable entry at the bottom for the cable & 2 no's vertical power strip with all standard necessary accessories & hardware to mount the passive & active equipment. Vendor to size the rack according to the system design and requirement. | item296 | 2 | each |  |  |  | Excess(+) | 1 | Full Conversion | INR |  | 0 |  |  |  | 0 | 0 |  | 0 | 0 | [30 empty] | 0 | 0 | INR Zero Only | 3.96 | Supplying, Installation, testing & commissioning of 24 U (1000W X 1000D ) mm Floor mount closed rack with front glass door, vertical wire management systems, fan tray on top, perforated rear doors, side doors, casters, openable entry at the bottom for the cable & 2 no's vertical power strip with all standard necessary accessories & hardware to mount the passive & active equipment. Vendor to size the rack according to the system design and requirement. | item296 | 2 | each
3.97 | Supplying, Installation, testing & commissioning of C.C.T.V. System Softwares (application and recording). Cost includes Antivirus Software with 3yrs updates and License. | item297 | 2 | each |  |  |  | Excess(+) | 1 | Full Conversion | INR |  | 0 |  |  |  | 0 | 0 |  | 0 | 0 | [30 empty] | 0 | 0 | INR Zero Only | 3.97 | Supplying, Installation, testing & commissioning of C.C.T.V. System Softwares (application and recording). Cost includes Antivirus Software with 3yrs updates and License. | item297 | 2 | each
3.98 | Supplying, Installation, testing & commissioning of Work Station, Min Intel Core i7 4770 3.9 GHz), 8GB RAM DDR3, Hard Disk with 2 TB, Integrated SATA Controller, With 2 Gb Graphic Crad, 5 ports, 6 Gb/s, DVD-ROM, DVD+/-RW DL Super Multi, HP Blu-ray Writer, HP 15-in-1 Media Card Reader with Minimum 3years Warranty with 32" LCD high resolution Monitor with power supply complete with key board & mouse. Capable of accepting S - video as well as composite video signal with cabling from NVR to monitor. | item298 | 2 | each |  |  |  | Excess(+) | 1 | Full Conversion | INR |  | 0 |  |  |  | 0 | 0 |  | 0 | 0 | [30 empty] | 0 | 0 | INR Zero Only | 3.98 | Supplying, Installation, testing & commissioning of Work Station, Min Intel Core i7 4770 3.9 GHz), 8GB RAM DDR3, Hard Disk with 2 TB, Integrated SATA Controller, With 2 Gb Graphic Crad, 5 ports, 6 Gb/s, DVD-ROM, DVD+/-RW DL Super Multi, HP Blu-ray Writer, HP 15-in-1 Media Card Reader with Minimum 3years Warranty with 32" LCD high resolution Monitor with power supply complete with key board & mouse. Capable of accepting S - video as well as composite video signal with cabling from NVR to monitor. | item298 | 2 | each
3.99 | Supplying, Installation, testing & commissioning of color high resolution LED TV 32 inches, LCD/LED Display FHD wiring Interface full HD,HDMI input provision; complete with all supports and accessories including HDMI Cable from NVR to screen (Vendor should consider the Cable length as per site condition with conduit & neccessary accessories) | item299 | 2 | each |  |  |  | Excess(+) | 1 | Full Conversion | INR |  | 0 |  |  |  | 0 | 0 |  | 0 | 0 | [30 empty] | 0 | 0 | INR Zero Only | 3.99 | Supplying, Installation, testing & commissioning of color high resolution LED TV 32 inches, LCD/LED Display FHD wiring Interface full HD,HDMI input provision; complete with all supports and accessories including HDMI Cable from NVR to screen (Vendor should consider the Cable length as per site condition with conduit & neccessary accessories) | item299 | 2 | each
4 | Supplying, Installation, testing & commissioning of 8 Port Switch with 10/100/1000 POE Fully Managed Switches with IP multicast snooping and data-driven IGMP support and with Two 1000baseT Multi mode OFC uplink ports (with Fiber Module ) and all related termination accessories as per site specific System requirement. | item300 | 4 | each |  |  |  | Excess(+) | 1 | Full Conversion | INR |  | 0 |  |  |  | 0 | 0 |  | 0 | 0 | [30 empty] | 0 | 0 | INR Zero Only | 4 | Supplying, Installation, testing & commissioning of 8 Port Switch with 10/100/1000 POE Fully Managed Switches with IP multicast snooping and data-driven IGMP support and with Two 1000baseT Multi mode OFC uplink ports (with Fiber Module ) and all related termination accessories as per site specific System requirement. | item300 | 4 | each
4.01 | Supplying, Installation, testing & commissioning of 16 Port Switch with 10/100/1000 POE Fully Managed Switches with IP multicast snooping and data-driven IGMP support and with Two 1000baseT Multi mode OFC uplink ports (with Fiber Module ) and all related termination accessories as per site specific System requirement. | item301 | 2 | each |  |  |  | Excess(+) | 1 | Full Conversion | INR |  | 0 |  |  |  | 0 | 0 |  | 0 | 0 | [30 empty] | 0 | 0 | INR Zero Only | 4.01 | Supplying, Installation, testing & commissioning of 16 Port Switch with 10/100/1000 POE Fully Managed Switches with IP multicast snooping and data-driven IGMP support and with Two 1000baseT Multi mode OFC uplink ports (with Fiber Module ) and all related termination accessories as per site specific System requirement. | item301 | 2 | each
4.02 | Supplying, Installation, testing & commissioning of 1G L3 fixed chassis with 8 SFP ports, one optional module slot. Front to back cooling. Includes AC power supply and cord. Ships with user manuals access card, rack mounts, and USB to RJ-45 adaptor. SW-AR license included. Modular AC backup power supply. Front to back cooling. Provides backup system power to one core switch. | item302 | 2 | each |  |  |  | Excess(+) | 1 | Full Conversion | INR |  | 0 |  |  |  | 0 | 0 |  | 0 | 0 | [30 empty] | 0 | 0 | INR Zero Only | 4.02 | Supplying, Installation, testing & commissioning of 1G L3 fixed chassis with 8 SFP ports, one optional module slot. Front to back cooling. Includes AC power supply and cord. Ships with user manuals access card, rack mounts, and USB to RJ-45 adaptor. SW-AR license included. Modular AC backup power supply. Front to back cooling. Provides backup system power to one core switch. | item302 | 2 | each
4.03 | Laying of Cat6 Cabling with 25mm PVC Conduit from each camera to POE Switch, in exposed places and Concealed in ceiling complete with terminations and required accessories as specified below and shown in the drawing. | [53 empty] | 4.03 | Laying of Cat6 Cabling with 25mm PVC Conduit from each camera to POE Switch, in exposed places and Concealed in ceiling complete with terminations and required accessories as specified below and shown in the drawing.
4.04 | Cat-6, 4 Pair Cable,23AWG conducter diameter,5.89 mm OD | item304 | 1600 | mtr |  |  |  | Excess(+) | 1 | Full Conversion | INR |  | 0 |  |  |  | 0 | 0 |  | 0 | 0 | [30 empty] | 0 | 0 | INR Zero Only | 4.04 | Cat-6, 4 Pair Cable,23AWG conducter diameter,5.89 mm OD | item304 | 1600 | mtr
4.05 | Supply, Installation, testing & commissioning of air terminations conventional type as specified & shown as per drawings and complying with IEC62 305, NFC 17-102 and IS2309 complete with: a) FRP MAST & supporting arrangement. b) Clamping of down conductor. | [53 empty] | 4.05 | Supply, Installation, testing & commissioning of air terminations conventional type as specified & shown as per drawings and complying with IEC62 305, NFC 17-102 and IS2309 complete with: a) FRP MAST & supporting arrangement. b) Clamping of down conductor.
4.06 | Vertical air terminal with accessories:Providing of Air terminals as per IS-IEC -62305 part-3 16mm rod tapered to 10 mm aluminium rod : Meets the technical specification according to DIN EN 501642 (VDE 0815 part 202). Meets the requirement of VDE0185/305(IS/IEC 62305) 4Mtr Airterminal: semi-hard (E-AlMgSiO5 corresponds to DIN48801) Accessories : System consist of Fang Fix with base and clamp, on the top air terminal is erected. Fang fix clamp made of SS, lightning tested for 100 KA - 1Nos. Includes: 1. Lighting counter To count no of lightning strike & it can record the date and time of the lightning incident also tested as per IEC 62561-6 - 1 Nos 2. Lightning Test Link To check Resistivity of down conductor to give information about system whether is sufficient or not. - 8 Nos | item306 | 2 | job |  |  |  | Excess(+) | 1 | Full Conversion | INR |  | 0 |  |  |  | 0 | 0 |  | 0 | 0 | [30 empty] | 0 | 0 | INR Zero Only | 4.06 | Vertical air terminal with accessories:Providing of Air terminals as per IS-IEC -62305 part-3 16mm rod tapered to 10 mm aluminium rod : Meets the technical specification according to DIN EN 501642 (VDE 0815 part 202). Meets the requirement of VDE0185/305(IS/IEC 62305) 4Mtr Airterminal: semi-hard (E-AlMgSiO5 corresponds to DIN48801) Accessories : System consist of Fang Fix with base and clamp, on the top air terminal is erected. Fang fix clamp made of SS, lightning tested for 100 KA - 1Nos. Includes: 1. Lighting counter To count no of lightning strike & it can record the date and time of the lightning incident also tested as per IEC 62561-6 - 1 Nos 2. Lightning Test Link To check Resistivity of down conductor to give information about system whether is sufficient or not. - 8 Nos | item306 | 2 | job
4.07 | Supply & installation of down conductor made of AL Solid cable. Minimum cross sectional area of 50sq.mm. to withstand 100kA lightning current and comply with NFC/IEC 62305 standard. With Cross Connector of lightning Strips. Conductor Holder on parapet or surface of wall for lightning conductor . | item307 | 550 | mtr |  |  |  | Excess(+) | 1 | Full Conversion | INR |  | 0 |  |  |  | 0 | 0 |  | 0 | 0 | [30 empty] | 0 | 0 | INR Zero Only | 4.07 | Supply & installation of down conductor made of AL Solid cable. Minimum cross sectional area of 50sq.mm. to withstand 100kA lightning current and comply with NFC/IEC 62305 standard. With Cross Connector of lightning Strips. Conductor Holder on parapet or surface of wall for lightning conductor . | item307 | 550 | mtr
4.08 | Supply, Installation, testing & commissioning of Vertical Air Termination Solid aluminium with Base- 10 mm dia and 1000 mm long. Air Termination Base tested for conditioning, Ageing Test & Lightning impulse current withstand test: 100 kA of 10/350µs waveform in an accredited Third party laboratory as per 6.3 & 6.4 of IEC 62561-1 2017 protocol | item308 | 2 | Nos |  |  |  | Excess(+) | 1 | Full Conversion | INR |  | 0 |  |  |  | 0 | 0 |  | 0 | 0 | [30 empty] | 0 | 0 | INR Zero Only | 4.08 | Supply, Installation, testing & commissioning of Vertical Air Termination Solid aluminium with Base- 10 mm dia and 1000 mm long. Air Termination Base tested for conditioning, Ageing Test & Lightning impulse current withstand test: 100 kA of 10/350µs waveform in an accredited Third party laboratory as per 6.3 & 6.4 of IEC 62561-1 2017 protocol | item308 | 2 | Nos
4.09 | Supply & fixing of Holder - Holder -GI-C-type for fixing 34mm Dia mast on masonary Wall-side mounting | item309 | 48 | mtr |  |  |  | Excess(+) | 1 | Full Conversion | INR |  | 0 |  |  |  | 0 | 0 |  | 0 | 0 | [30 empty] | 0 | 0 | INR Zero Only | 4.09 | Supply & fixing of Holder - Holder -GI-C-type for fixing 34mm Dia mast on masonary Wall-side mounting | item309 | 48 | mtr
4.1 | Supply, Installation, testing & commissioning of 8 mm dia solid Aluminium down Conductor tested as per IEC 62561- 2 conducted in the Govt. aggregated thirty party laboratory to meet the requirement of IS/ IEC 62305 | item310 | 12 | mtr |  |  |  | Excess(+) | 1 | Full Conversion | INR |  | 0 |  |  |  | 0 | 0 |  | 0 | 0 | [30 empty] | 0 | 0 | INR Zero Only | 4.1 | Supply, Installation, testing & commissioning of 8 mm dia solid Aluminium down Conductor tested as per IEC 62561- 2 conducted in the Govt. aggregated thirty party laboratory to meet the requirement of IS/ IEC 62305 | item310 | 12 | mtr
4.11 | Supply, Installation, testing & commissioning Test link- SS for Round to Flat conductor for 8-10mm OD & 25 x6mm. To count no of lightning strike & it can record the date and time of the lightning incident also tested as per IEC 62561-6 | item311 | 14 | Nos |  |  |  | Excess(+) | 1 | Full Conversion | INR |  | 0 |  |  |  | 0 | 0 |  | 0 | 0 | [30 empty] | 0 | 0 | INR Zero Only | 4.11 | Supply, Installation, testing & commissioning Test link- SS for Round to Flat conductor for 8-10mm OD & 25 x6mm. To count no of lightning strike & it can record the date and time of the lightning incident also tested as per IEC 62561-6 | item311 | 14 | Nos
4.12 | Supply & fixing Holder -GI for fixing 25 x 6 mm GI Strip | item312 | 470 | Nos |  |  |  | Excess(+) | 1 | Full Conversion | INR |  | 0 |  |  |  | 0 | 0 |  | 0 | 0 | [30 empty] | 0 | 0 | INR Zero Only | 4.12 | Supply & fixing Holder -GI for fixing 25 x 6 mm GI Strip | item312 | 470 | Nos
4.13 | Note :- Earthing pits required for lightning arrestor considered | [53 empty] | 4.13 | Note :- Earthing pits required for lightning arrestor considered
4.14 | Supply and Laying of Cat6 Cabling with 25mm PVC Conduit from each camera to POE Switch, in exposed places and Concealed in ceiling complete with terminations and required accessories as specified below and shown in the drawing. | [53 empty] | 4.14 | Supply and Laying of Cat6 Cabling with 25mm PVC Conduit from each camera to POE Switch, in exposed places and Concealed in ceiling complete with terminations and required accessories as specified below and shown in the drawing.
4.15 | Cat-6, 4 Pair Cable,23AWG conductor diameter,5.89 mm OD | item315 | 13822 | mtr |  |  |  | Excess(+) | 1 | Full Conversion | INR |  | 0 |  |  |  | 0 | 0 |  | 0 | 0 | [30 empty] | 0 | 0 | INR Zero Only | 4.15 | Cat-6, 4 Pair Cable,23AWG conductor diameter,5.89 mm OD | item315 | 13822 | mtr
4.16 | Supply, Installation, Testing & Commissioning of CAT6 Patch Cord- 1 Meter (User End) | item316 | 452 | each |  |  |  | Excess(+) | 1 | Full Conversion | INR |  | 0 |  |  |  | 0 | 0 |  | 0 | 0 | [30 empty] | 0 | 0 | INR Zero Only | 4.16 | Supply, Installation, Testing & Commissioning of CAT6 Patch Cord- 1 Meter (User End) | item316 | 452 | each
4.17 | Supply, Installation, Testing & Commissioning of CAT6 Patch Cord- 3 Meter (Rack End) | item317 | 500 | each |  |  |  | Excess(+) | 1 | Full Conversion | INR |  | 0 |  |  |  | 0 | 0 |  | 0 | 0 | [30 empty] | 0 | 0 | INR Zero Only | 4.17 | Supply, Installation, Testing & Commissioning of CAT6 Patch Cord- 3 Meter (Rack End) | item317 | 500 | each
4.18 | Supply, Installation, Testing & Commissioning of CAT6 RJ 45 I/O for Data at Rack Side etc. (For Data) | item318 | 452 | each |  |  |  | Excess(+) | 1 | Full Conversion | INR |  | 0 |  |  |  | 0 | 0 |  | 0 | 0 | [30 empty] | 0 | 0 | INR Zero Only | 4.18 | Supply, Installation, Testing & Commissioning of CAT6 RJ 45 I/O for Data at Rack Side etc. (For Data) | item318 | 452 | each
4.19 | Supply, Installation, Testing & Commissioning of CAT6 RJ 45 I/O for CCTV at Rack Side etc. (CCTV) | item319 | 44 | each |  |  |  | Excess(+) | 1 | Full Conversion | INR |  | 0 |  |  |  | 0 | 0 |  | 0 | 0 | [30 empty] | 0 | 0 | INR Zero Only | 4.19 | Supply, Installation, Testing & Commissioning of CAT6 RJ 45 I/O for CCTV at Rack Side etc. (CCTV) | item319 | 44 | each
4.2 | Supply, Installation, Testing & Commissioning of 1 Port Face plate with all required & necessary accessories, supports, ancillories, etc complete in all respect. (For Data) | item320 | 8 | each |  |  |  | Excess(+) | 1 | Full Conversion | INR |  | 0 |  |  |  | 0 | 0 |  | 0 | 0 | [30 empty] | 0 | 0 | INR Zero Only | 4.2 | Supply, Installation, Testing & Commissioning of 1 Port Face plate with all required & necessary accessories, supports, ancillories, etc complete in all respect. (For Data) | item320 | 8 | each
4.21 | of Cat6 RJ 45 Connector with all required & necessary accessories, supports, ancillories, etc complete in all respect.(for Data & CCTV- For Common Area) | item321 | 52 | each |  |  |  | Excess(+) | 1 | Full Conversion | INR |  | 0 |  |  |  | 0 | 0 |  | 0 | 0 | [30 empty] | 0 | 0 | INR Zero Only | 4.21 | of Cat6 RJ 45 Connector with all required & necessary accessories, supports, ancillories, etc complete in all respect.(for Data & CCTV- For Common Area) | item321 | 52 | each
4.22 | Supply, Installation, Testing & Commissioning of 6 Core OM3 Multi-mode Fiber Armoured etc. complete as required. | item322 | 620 | mtr |  |  |  | Excess(+) | 1 | Full Conversion | INR |  | 0 |  |  |  | 0 | 0 |  | 0 | 0 | [30 empty] | 0 | 0 | INR Zero Only | 4.22 | Supply, Installation, Testing & Commissioning of 6 Core OM3 Multi-mode Fiber Armoured etc. complete as required. | item322 | 620 | mtr
4.23 | Supply, Installation, Testing & Commissioning of 48 Port Fully Loaded CAT6 Jack / Patch Panels complete as required. | item323 | 16 | each |  |  |  | Excess(+) | 1 | Full Conversion | INR |  | 0 |  |  |  | 0 | 0 |  | 0 | 0 | [30 empty] | 0 | 0 | INR Zero Only | 4.23 | Supply, Installation, Testing & Commissioning of 48 Port Fully Loaded CAT6 Jack / Patch Panels complete as required. | item323 | 16 | each
4.24 | SITC of 24 port switch with 10/100/1000 Managed Switches with IP multicast snooping and data-driven IGMP support and with Two 1000baseT Multi mode OFC uplink ports (with Fiber Module ) and all related termination accessories as per site specific System requirement. | item324 | 6 | each |  |  |  | Excess(+) | 1 | Full Conversion | INR |  | 0 |  |  |  | 0 | 0 |  | 0 | 0 | [30 empty] | 0 | 0 | INR Zero Only | 4.24 | SITC of 24 port switch with 10/100/1000 Managed Switches with IP multicast snooping and data-driven IGMP support and with Two 1000baseT Multi mode OFC uplink ports (with Fiber Module ) and all related termination accessories as per site specific System requirement. | item324 | 6 | each
4.25 | SITC of 32 port switch with 10/100/1000 Managed Switches with IP multicast snooping and data-driven IGMP support and with Two 1000baseT Multi mode OFC uplink ports (with Fiber Module ) and all related termination accessories as per site specific System requirement. | item325 | 12 | each |  |  |  | Excess(+) | 1 | Full Conversion | INR |  | 0 |  |  |  | 0 | 0 |  | 0 | 0 | [30 empty] | 0 | 0 | INR Zero Only | 4.25 | SITC of 32 port switch with 10/100/1000 Managed Switches with IP multicast snooping and data-driven IGMP support and with Two 1000baseT Multi mode OFC uplink ports (with Fiber Module ) and all related termination accessories as per site specific System requirement. | item325 | 12 | each
4.26 | Supply, Installation, Testing & Commissioning of 12 port fiber LC-style, MM-OM3, wall mount Fiber LIU, Fully loaded with adapter plate & standard mounting hardware & accessories | item326 | 12 | mtr |  |  |  | Excess(+) | 1 | Full Conversion | INR |  | 0 |  |  |  | 0 | 0 |  | 0 | 0 | [30 empty] | 0 | 0 | INR Zero Only | 4.26 | Supply, Installation, Testing & Commissioning of 12 port fiber LC-style, MM-OM3, wall mount Fiber LIU, Fully loaded with adapter plate & standard mounting hardware & accessories | item326 | 12 | mtr
4.27 | Supply, Installation, Testing & Commissioning of 24 port fiber LC-style,MM-OM3, wall mount Fiber LIU, Fully loaded with adapter plate & standard mounting hardware & accessories | item327 | 2 | each |  |  |  | Excess(+) | 1 | Full Conversion | INR |  | 0 |  |  |  | 0 | 0 |  | 0 | 0 | [30 empty] | 0 | 0 | INR Zero Only | 4.27 | Supply, Installation, Testing & Commissioning of 24 port fiber LC-style,MM-OM3, wall mount Fiber LIU, Fully loaded with adapter plate & standard mounting hardware & accessories | item327 | 2 | each
4.28 | Supply, Installation, Testing & Commissioning of LC-SC style MM-OM3 Duplex patch cord | item328 | 16 | each |  |  |  | Excess(+) | 1 | Full Conversion | INR |  | 0 |  |  |  | 0 | 0 |  | 0 | 0 | [30 empty] | 0 | 0 | INR Zero Only | 4.28 | Supply, Installation, Testing & Commissioning of LC-SC style MM-OM3 Duplex patch cord | item328 | 16 | each
4.29 | Supply, Installation, Testing & Commissioning of 9U (600W x 600D) mm wall mount closed rack with front glass door, vertical wire management systems, fan tray on top, perforated rear doors, opeanable entry at the bottom for the cable & 2 nos vertical power strip with standard accessories. with heavy shelf with sliding keyboard tray, cantilever shelf and all necessary hardware to mount the passive & active equipment. 1U horizotal wire manager (one way) | item329 | 12 | each |  |  |  | Excess(+) | 1 | Full Conversion | INR |  | 0 |  |  |  | 0 | 0 |  | 0 | 0 | [30 empty] | 0 | 0 | INR Zero Only | 4.29 | Supply, Installation, Testing & Commissioning of 9U (600W x 600D) mm wall mount closed rack with front glass door, vertical wire management systems, fan tray on top, perforated rear doors, opeanable entry at the bottom for the cable & 2 nos vertical power strip with standard accessories. with heavy shelf with sliding keyboard tray, cantilever shelf and all necessary hardware to mount the passive & active equipment. 1U horizotal wire manager (one way) | item329 | 12 | each
4.3 | Supplying, Installation, testing & commissioning of 24 U (1000W X 1000D ) mm Floor mount closed rack with front glass door, vertical wire management systems, fan tray on top, perforated rear doors, side doors, casters, openable entry at the bottom for the cable & 2 no's vertical power strip with all standard necessary accessories & hardware to mount the passive & active equipment. Vendor to size the rack according to the system design and requirement. | item330 | 2 | each |  |  |  | Excess(+) | 1 | Full Conversion | INR |  | 0 |  |  |  | 0 | 0 |  | 0 | 0 | [30 empty] | 0 | 0 | INR Zero Only | 4.3 | Supplying, Installation, testing & commissioning of 24 U (1000W X 1000D ) mm Floor mount closed rack with front glass door, vertical wire management systems, fan tray on top, perforated rear doors, side doors, casters, openable entry at the bottom for the cable & 2 no's vertical power strip with all standard necessary accessories & hardware to mount the passive & active equipment. Vendor to size the rack according to the system design and requirement. | item330 | 2 | each
4.31 | SMART METER CONNETION | [53 empty] | 4.31 | SMART METER CONNETION
4.32 | supply installation testing commission of 10-60A Energy meter . * Class 1 accuracy as per IS13779 * Fully static & compact in size with bright LCD display * RF, RS -485 Connectivity * Voltage, current, PF, KW & KVA Parameter on Display * Display and data reading in power OFF condition * NVM data base computer software & optical to USB cables Required & gateway units Energy Meter must be approved from Kanpur Electricity board . | item332 | 2 | each |  |  |  | Excess(+) | 1 | Full Conversion | INR |  | 0 |  |  |  | 0 | 0 |  | 0 | 0 | [30 empty] | 0 | 0 | INR Zero Only | 4.32 | supply installation testing commission of 10-60A Energy meter . * Class 1 accuracy as per IS13779 * Fully static & compact in size with bright LCD display * RF, RS -485 Connectivity * Voltage, current, PF, KW & KVA Parameter on Display * Display and data reading in power OFF condition * NVM data base computer software & optical to USB cables Required & gateway units Energy Meter must be approved from Kanpur Electricity board . | item332 | 2 | each
4.33 | Supply installation testing commission of Web based Ethernet module for integration with network for smart energy meter. The Ethernet Module Supports industrial standard protocols, Modbus-TCP/IP, SNMP, HTTP/HTTPs Post, FTP & SNTP Metering data backup log to avoid data loss during network downtime LAN RJ45 10/100M Ethernet Connectivity Minimum 4GB onboard memory with 15-second interval data logging capabilities | item333 | 2 | each |  |  |  | Excess(+) | 1 | Full Conversion | INR |  | 0 |  |  |  | 0 | 0 |  | 0 | 0 | [30 empty] | 0 | 0 | INR Zero Only | 4.33 | Supply installation testing commission of Web based Ethernet module for integration with network for smart energy meter. The Ethernet Module Supports industrial standard protocols, Modbus-TCP/IP, SNMP, HTTP/HTTPs Post, FTP & SNTP Metering data backup log to avoid data loss during network downtime LAN RJ45 10/100M Ethernet Connectivity Minimum 4GB onboard memory with 15-second interval data logging capabilities | item333 | 2 | each
4.34 | Supplying and installing following size of perforated painted with powder coating M.S. cable trays with perforation not more than 17.5%, in convenient sections, joined with connectors, suspended from the ceiling with M.S. suspenders including bolts & nuts, painting suspenders etc. as required. | [53 empty] | 4.34 | Supplying and installing following size of perforated painted with powder coating M.S. cable trays with perforation not more than 17.5%, in convenient sections, joined with connectors, suspended from the ceiling with M.S. suspenders including bolts & nuts, painting suspenders etc. as required.
4.35 | 100 mm width X 50 mm depth X 1.6 mm thickness | item335 | 264 | Mtr |  |  |  | Excess(+) | 1 | Full Conversion | INR |  | 0 |  |  |  | 0 | 0 |  | 0 | 0 | [30 empty] | 0 | 0 | INR Zero Only | 4.35 | 100 mm width X 50 mm depth X 1.6 mm thickness | item335 | 264 | Mtr
4.36 | 150 mm width X 50 mm depth X 1.6 mm thickness | item336 | 2 | Mtr |  |  |  | Excess(+) | 1 | Full Conversion | INR |  | 0 |  |  |  | 0 | 0 |  | 0 | 0 | [30 empty] | 0 | 0 | INR Zero Only | 4.36 | 150 mm width X 50 mm depth X 1.6 mm thickness | item336 | 2 | Mtr
4.37 | 225 mm width X 50 mm depth X 1.6 mm thickness | item337 | 80 | Mtr |  |  |  | Excess(+) | 1 | Full Conversion | INR |  | 0 |  |  |  | 0 | 0 |  | 0 | 0 | [30 empty] | 0 | 0 | INR Zero Only | 4.37 | 225 mm width X 50 mm depth X 1.6 mm thickness | item337 | 80 | Mtr
4.38 | 300 mm width X 50 mm depth X 1.6 mm thickness | item338 | 170 | Mtr |  |  |  | Excess(+) | 1 | Full Conversion | INR |  | 0 |  |  |  | 0 | 0 |  | 0 | 0 | [30 empty] | 0 | 0 | INR Zero Only | 4.38 | 300 mm width X 50 mm depth X 1.6 mm thickness | item338 | 170 | Mtr
4.39 | 450 mm width X 50 mm depth X 2.0 mm thickness | item339 | 50 | Mtr |  |  |  | Excess(+) | 1 | Full Conversion | INR |  | 0 |  |  |  | 0 | 0 |  | 0 | 0 | [30 empty] | 0 | 0 | INR Zero Only | 4.39 | 450 mm width X 50 mm depth X 2.0 mm thickness | item339 | 50 | Mtr
4.4 | 600 mm width X 75 mm depth X 2.0 mm thickness | item340 | 36 | Mtr |  |  |  | Excess(+) | 1 | Full Conversion | INR |  | 0 |  |  |  | 0 | 0 |  | 0 | 0 | [30 empty] | 0 | 0 | INR Zero Only | 4.4 | 600 mm width X 75 mm depth X 2.0 mm thickness | item340 | 36 | Mtr
4.41 | 750 mm width X 75 mm depth X 2.0 mm thickness | item341 | 100 | Mtr |  |  |  | Excess(+) | 1 | Full Conversion | INR |  | 0 |  |  |  | 0 | 0 |  | 0 | 0 | [30 empty] | 0 | 0 | INR Zero Only | 4.41 | 750 mm width X 75 mm depth X 2.0 mm thickness | item341 | 100 | Mtr
4.42 | Supplying and installing following size of perforated painted with powder coating M.S. cable trays bends with perforation not more than 17.5%,, joined with connectors, suspended from the ceiling with M.S. suspenders including bolts & nuts, painting suspenders etc. as required. | [53 empty] | 4.42 | Supplying and installing following size of perforated painted with powder coating M.S. cable trays bends with perforation not more than 17.5%,, joined with connectors, suspended from the ceiling with M.S. suspenders including bolts & nuts, painting suspenders etc. as required.
4.43 | 100 mm width X 50 mm depth X 1.6 mm thickness | item343 | 26 | Nos. |  |  |  | Excess(+) | 1 | Full Conversion | INR |  | 0 |  |  |  | 0 | 0 |  | 0 | 0 | [30 empty] | 0 | 0 | INR Zero Only | 4.43 | 100 mm width X 50 mm depth X 1.6 mm thickness | item343 | 26 | Nos.
4.44 | 150 mm width X 50 mm depth X 1.6 mm thickness | item344 | 2 | Nos. |  |  |  | Excess(+) | 1 | Full Conversion | INR |  | 0 |  |  |  | 0 | 0 |  | 0 | 0 | [30 empty] | 0 | 0 | INR Zero Only | 4.44 | 150 mm width X 50 mm depth X 1.6 mm thickness | item344 | 2 | Nos.
4.45 | 225 mm width X 50 mm depth X 1.6 mm thickness | item345 | 4 | Nos. |  |  |  | Excess(+) | 1 | Full Conversion | INR |  | 0 |  |  |  | 0 | 0 |  | 0 | 0 | [30 empty] | 0 | 0 | INR Zero Only | 4.45 | 225 mm width X 50 mm depth X 1.6 mm thickness | item345 | 4 | Nos.
4.46 | 300 mm width X 50 mm depth X 1.6 mm thickness | item346 | 4 | Nos. |  |  |  | Excess(+) | 1 | Full Conversion | INR |  | 0 |  |  |  | 0 | 0 |  | 0 | 0 | [30 empty] | 0 | 0 | INR Zero Only | 4.46 | 300 mm width X 50 mm depth X 1.6 mm thickness | item346 | 4 | Nos.
4.47 | 450 mm width X 50 mm depth X 2.0 mm thickness | item347 | 4 | Nos. |  |  |  | Excess(+) | 1 | Full Conversion | INR |  | 0 |  |  |  | 0 | 0 |  | 0 | 0 | [30 empty] | 0 | 0 | INR Zero Only | 4.47 | 450 mm width X 50 mm depth X 2.0 mm thickness | item347 | 4 | Nos.
4.48 | 600 mm width X 75 mm depth X 2.0 mm thickness | item348 | 4 | Nos. |  |  |  | Excess(+) | 1 | Full Conversion | INR |  | 0 |  |  |  | 0 | 0 |  | 0 | 0 | [30 empty] | 0 | 0 | INR Zero Only | 4.48 | 600 mm width X 75 mm depth X 2.0 mm thickness | item348 | 4 | Nos.
4.49 | 750 mm width X 75 mm depth X 2.0 mm thickness | item349 | 16 | Nos. |  |  |  | Excess(+) | 1 | Full Conversion | INR |  | 0 |  |  |  | 0 | 0 |  | 0 | 0 | [30 empty] | 0 | 0 | INR Zero Only | 4.49 | 750 mm width X 75 mm depth X 2.0 mm thickness | item349 | 16 | Nos.
4.5 | Supplying and installing following size of perforated painted with powder coating M.S. cable trays Tee with perforation not more than 17.5%, joined with connectors, suspended from the ceiling with M.S. suspenders including bolts & nuts, painting suspenders etc. as required. | [53 empty] | 4.5 | Supplying and installing following size of perforated painted with powder coating M.S. cable trays Tee with perforation not more than 17.5%, joined with connectors, suspended from the ceiling with M.S. suspenders including bolts & nuts, painting suspenders etc. as required.
4.51 | 100 mm width X 50 mm depth X 1.6 mm thickness | item351 | 2 | Nos. |  |  |  | Excess(+) | 1 | Full Conversion | INR |  | 0 |  |  |  | 0 | 0 |  | 0 | 0 | [30 empty] | 0 | 0 | INR Zero Only | 4.51 | 100 mm width X 50 mm depth X 1.6 mm thickness | item351 | 2 | Nos.
4.52 | 150 mm width X 50 mm depth X 1.6 mm thickness | item352 | 2 | Nos. |  |  |  | Excess(+) | 1 | Full Conversion | INR |  | 0 |  |  |  | 0 | 0 |  | 0 | 0 | [30 empty] | 0 | 0 | INR Zero Only | 4.52 | 150 mm width X 50 mm depth X 1.6 mm thickness | item352 | 2 | Nos.
4.53 | 225 mm width X 50 mm depth X 1.6 mm thickness | item353 | 2 | Nos. |  |  |  | Excess(+) | 1 | Full Conversion | INR |  | 0 |  |  |  | 0 | 0 |  | 0 | 0 | [30 empty] | 0 | 0 | INR Zero Only | 4.53 | 225 mm width X 50 mm depth X 1.6 mm thickness | item353 | 2 | Nos.
4.54 | 300 mm width X 50 mm depth X 1.6 mm thickness | item354 | 2 | Nos. |  |  |  | Excess(+) | 1 | Full Conversion | INR |  | 0 |  |  |  | 0 | 0 |  | 0 | 0 | [30 empty] | 0 | 0 | INR Zero Only | 4.54 | 300 mm width X 50 mm depth X 1.6 mm thickness | item354 | 2 | Nos.
4.55 | 450 mm width X 50 mm depth X 2.0 mm thickness | item355 | 6 | Nos. |  |  |  | Excess(+) | 1 | Full Conversion | INR |  | 0 |  |  |  | 0 | 0 |  | 0 | 0 | [30 empty] | 0 | 0 | INR Zero Only | 4.55 | 450 mm width X 50 mm depth X 2.0 mm thickness | item355 | 6 | Nos.
4.56 | 600 mm width X 75 mm depth X 2.0 mm thickness | item356 | 2 | Nos. |  |  |  | Excess(+) | 1 | Full Conversion | INR |  | 0 |  |  |  | 0 | 0 |  | 0 | 0 | [30 empty] | 0 | 0 | INR Zero Only | 4.56 | 600 mm width X 75 mm depth X 2.0 mm thickness | item356 | 2 | Nos.
4.57 | 750 mm width X 75 mm depth X 2.0 mm thickness | item357 | 8 | Nos. |  |  |  | Excess(+) | 1 | Full Conversion | INR |  | 0 |  |  |  | 0 | 0 |  | 0 | 0 | [30 empty] | 0 | 0 | INR Zero Only | 4.57 | 750 mm width X 75 mm depth X 2.0 mm thickness | item357 | 8 | Nos.
4.58 | Supplying and installing following size of perforated painted with powder coating M.S. cable trays Reducer with perforation not more than 17.5%, joined with connectors, suspended from the ceiling with M.S. suspenders including bolts & nuts, painting suspenders etc. as required. | [53 empty] | 4.58 | Supplying and installing following size of perforated painted with powder coating M.S. cable trays Reducer with perforation not more than 17.5%, joined with connectors, suspended from the ceiling with M.S. suspenders including bolts & nuts, painting suspenders etc. as required.
4.59 | 100 mm width X 50 mm depth X 1.6 mm thickness | item359 | 2 | Nos. |  |  |  | Excess(+) | 1 | Full Conversion | INR |  | 0 |  |  |  | 0 | 0 |  | 0 | 0 | [30 empty] | 0 | 0 | INR Zero Only | 4.59 | 100 mm width X 50 mm depth X 1.6 mm thickness | item359 | 2 | Nos.
4.6 | 150 mm width X 50 mm depth X 1.6 mm thickness | item360 | 2 | Nos. |  |  |  | Excess(+) | 1 | Full Conversion | INR |  | 0 |  |  |  | 0 | 0 |  | 0 | 0 | [30 empty] | 0 | 0 | INR Zero Only | 4.6 | 150 mm width X 50 mm depth X 1.6 mm thickness | item360 | 2 | Nos.
4.61 | 225 mm width X 50 mm depth X 1.6 mm thickness | item361 | 2 | Nos. |  |  |  | Excess(+) | 1 | Full Conversion | INR |  | 0 |  |  |  | 0 | 0 |  | 0 | 0 | [30 empty] | 0 | 0 | INR Zero Only | 4.61 | 225 mm width X 50 mm depth X 1.6 mm thickness | item361 | 2 | Nos.
4.62 | 300 mm width X 50 mm depth X 1.6 mm thickness | item362 | 2 | Nos. |  |  |  | Excess(+) | 1 | Full Conversion | INR |  | 0 |  |  |  | 0 | 0 |  | 0 | 0 | [30 empty] | 0 | 0 | INR Zero Only | 4.62 | 300 mm width X 50 mm depth X 1.6 mm thickness | item362 | 2 | Nos.
4.63 | 450 mm width X 75 mm depth X 2.0 mm thickness | item363 | 2 | Nos. |  |  |  | Excess(+) | 1 | Full Conversion | INR |  | 0 |  |  |  | 0 | 0 |  | 0 | 0 | [30 empty] | 0 | 0 | INR Zero Only | 4.63 | 450 mm width X 75 mm depth X 2.0 mm thickness | item363 | 2 | Nos.
4.64 | 600 mm width X 75 mm depth X 2.0 mm thickness | item364 | 2 | Nos. |  |  |  | Excess(+) | 1 | Full Conversion | INR |  | 0 |  |  |  | 0 | 0 |  | 0 | 0 | [30 empty] | 0 | 0 | INR Zero Only | 4.64 | 600 mm width X 75 mm depth X 2.0 mm thickness | item364 | 2 | Nos.
4.65 | 750 mm width X 75 mm depth X 2.0 mm thickness | item365 | 4 | Nos. |  |  |  | Excess(+) | 1 | Full Conversion | INR |  | 0 |  |  |  | 0 | 0 |  | 0 | 0 | [30 empty] | 0 | 0 | INR Zero Only | 4.65 | 750 mm width X 75 mm depth X 2.0 mm thickness | item365 | 4 | Nos.
4.66 | Supplying, installation, testing and commissioning of Electric driven terrace pump suitable for automatic operation and consisting of following, complete in all respects, as required: (Terrace Pump) | [53 empty] | 4.66 | Supplying, installation, testing and commissioning of Electric driven terrace pump suitable for automatic operation and consisting of following, complete in all respects, as required: (Terrace Pump)
4.67 | Horizontal type, multistage, centrifugal, split casing pump of cast iron body & bronze impeller with stainless steel shaft, mechanical confirming to IS : 1520 | [53 empty] | 4.67 | Horizontal type, multistage, centrifugal, split casing pump of cast iron body & bronze impeller with stainless steel shaft, mechanical confirming to IS : 1520
4.68 | Suitable HP squirell cage induction motor TEFC type suitable for operation on 415 volts, 3 phase, 50 Hz, AC supply with IP55 class of protection for enclosure, horiziontal foot mounted type with Class-'F' insulation, conforming to IS-325. | [53 empty] | 4.68 | Suitable HP squirell cage induction motor TEFC type suitable for operation on 415 volts, 3 phase, 50 Hz, AC supply with IP55 class of protection for enclosure, horiziontal foot mounted type with Class-'F' insulation, conforming to IS-325.
4.69 | Suitable cement concrete foundation duly plastered and with anti vibration pads. | [53 empty] | 4.69 | Suitable cement concrete foundation duly plastered and with anti vibration pads.
4.7 | 450 lpm at 55 m Head | [53 empty] | 4.7 | 450 lpm at 55 m Head
4.71 | (a) Suitable rating incoming MCCB/MCB, (b) Suitable rating AC-3 duty contactor(s), (c) overload relay with built-in single phasing preventer, (d) star delta timer (For S/D starters), (e) digital voltmeter, ammeter, selector switches, CTs & control MCBs, (f) Phase indicating lights & control MCBs, (g) Push buttons for manual start/stop of motor, ON status indicating light for starter with control MCB, (h) Minimum 2 pole auto/manual selector switch & 4 NO + 4 NC potential free aux. contacts for use by Building automation system (i) Time delay relay for delayed restart of motor .Starter panel along with power control cabling, earthing ,cable tray etc. up to 15 mtr.length as mentioned below shall be inclusive . | item371 | 2 | Nos |  |  |  | Excess(+) | 1 | Full Conversion | INR |  | 0 |  |  |  | 0 | 0 |  | 0 | 0 | [30 empty] | 0 | 0 | INR Zero Only | 4.71 | (a) Suitable rating incoming MCCB/MCB, (b) Suitable rating AC-3 duty contactor(s), (c) overload relay with built-in single phasing preventer, (d) star delta timer (For S/D starters), (e) digital voltmeter, ammeter, selector switches, CTs & control MCBs, (f) Phase indicating lights & control MCBs, (g) Push buttons for manual start/stop of motor, ON status indicating light for starter with control MCB, (h) Minimum 2 pole auto/manual selector switch & 4 NO + 4 NC potential free aux. contacts for use by Building automation system (i) Time delay relay for delayed restart of motor .Starter panel along with power control cabling, earthing ,cable tray etc. up to 15 mtr.length as mentioned below shall be inclusive . | item371 | 2 | Nos
4.72 | Providing, laying, testing & commissioning of 'C' class heavy duty MS pipe conforming to IS 3589/IS 1239 including Welding, fittings like elbows, tees, flanges, tapers, nuts bolts, gaskets etc. and fixing the pipe on the wall/ceiling with suitable clamp/support frame and painting with two or more coats of synthetic enamel paint of required shade complete as required : | [53 empty] | 4.72 | Providing, laying, testing & commissioning of 'C' class heavy duty MS pipe conforming to IS 3589/IS 1239 including Welding, fittings like elbows, tees, flanges, tapers, nuts bolts, gaskets etc. and fixing the pipe on the wall/ceiling with suitable clamp/support frame and painting with two or more coats of synthetic enamel paint of required shade complete as required :
4.73 | 150mm dia | item373 | 60 | mtr |  |  |  | Excess(+) | 1 | Full Conversion | INR |  | 0 |  |  |  | 0 | 0 |  | 0 | 0 | [30 empty] | 0 | 0 | INR Zero Only | 4.73 | 150mm dia | item373 | 60 | mtr
4.74 | Supplying, fixing, testing and commissioning of butterfly valve of PN 1.6 rating with bronze/gunmetal seat duly ISI marked complete with nuts, bolts, washers, gaskets conforming to IS 13095 of following sizes as required : | [53 empty] | 4.74 | Supplying, fixing, testing and commissioning of butterfly valve of PN 1.6 rating with bronze/gunmetal seat duly ISI marked complete with nuts, bolts, washers, gaskets conforming to IS 13095 of following sizes as required :
4.75 | 150 mm dia | item375 | 4 | set |  |  |  | Excess(+) | 1 | Full Conversion | INR |  | 0 |  |  |  | 0 | 0 |  | 0 | 0 | [30 empty] | 0 | 0 | INR Zero Only | 4.75 | 150 mm dia | item375 | 4 | set
4.76 | Providing, installation, testing and commissioning of non-return valve of following sizes confirming to IS: 5312 complete with rubber gasket, GI bolts, nuts, washers etc.as required : | [53 empty] | 4.76 | Providing, installation, testing and commissioning of non-return valve of following sizes confirming to IS: 5312 complete with rubber gasket, GI bolts, nuts, washers etc.as required :
4.77 | 150mm dia | item377 | 2 | set |  |  |  | Excess(+) | 1 | Full Conversion | INR |  | 0 |  |  |  | 0 | 0 |  | 0 | 0 | [30 empty] | 0 | 0 | INR Zero Only | 4.77 | 150mm dia | item377 | 2 | set
4.78 | Providing, installation, testing and commissioning of stainless steel Y-strainer fabricated out of 1.6 mm thick stainless steel, Grade 304, sheet with 3 mm dia holes with stainless steel flange. | [53 empty] | 4.78 | Providing, installation, testing and commissioning of stainless steel Y-strainer fabricated out of 1.6 mm thick stainless steel, Grade 304, sheet with 3 mm dia holes with stainless steel flange.
4.79 | 150mm dia | item379 | 2 | set |  |  |  | Excess(+) | 1 | Full Conversion | INR |  | 0 |  |  |  | 0 | 0 |  | 0 | 0 | [30 empty] | 0 | 0 | INR Zero Only | 4.79 | 150mm dia | item379 | 2 | set
4.8 | Supplying and fixing first-aid Hose Reel with MS construction spray painted in post office red, conforming to IS 884 complete with the following as required.20 mm nominal internal dia water hose thermoplastic (Textile reinforced) type -2 as per IS: 12585 | [53 empty] | 4.8 | Supplying and fixing first-aid Hose Reel with MS construction spray painted in post office red, conforming to IS 884 complete with the following as required.20 mm nominal internal dia water hose thermoplastic (Textile reinforced) type -2 as per IS: 12585
4.81 | 20 mm nominal internal dia gun metal globe valve & nozzle. | [53 empty] | 4.81 | 20 mm nominal internal dia gun metal globe valve & nozzle.
4.82 | Drum and brackets for fixing the equipmets on wall. | [53 empty] | 4.82 | Drum and brackets for fixing the equipmets on wall.
4.83 | Connections from riser with 25 mm dia stop gun metal valve & M.S. Pipe and socket. | [53 empty] | 4.83 | Connections from riser with 25 mm dia stop gun metal valve & M.S. Pipe and socket.
4.84 | 40 m | item384 | 10 | set |  |  |  | Excess(+) | 1 | Full Conversion | INR |  | 0 |  |  |  | 0 | 0 |  | 0 | 0 | [30 empty] | 0 | 0 | INR Zero Only | 4.84 | 40 m | item384 | 10 | set
4.85 | Supply and installation,testing and commisioning of 100 mm dial type Pressure gauge with SS Syphon tubing and pet cock with all required mounting accessories (Range : 0 - 15 kg/sq.cm.)Pls refer technical specifications for detailed requirement . | item385 | 2 | set |  |  |  | Excess(+) | 1 | Full Conversion | INR |  | 0 |  |  |  | 0 | 0 |  | 0 | 0 | [30 empty] | 0 | 0 | INR Zero Only | 4.85 | Supply and installation,testing and commisioning of 100 mm dial type Pressure gauge with SS Syphon tubing and pet cock with all required mounting accessories (Range : 0 - 15 kg/sq.cm.)Pls refer technical specifications for detailed requirement . | item385 | 2 | set
4.86 | Supplying, installing, testing and commissioning of 25 mm dia automatic air vent valve with GM body ball valve ( Rating PN 16) with all necessary accessories like matching flanges,coupling, sockets, bolts,rubber gaskets. washers, necessary GI supports etc.Pls refer technical specifications for detailed requirement | item386 | 2 | set |  |  |  | Excess(+) | 1 | Full Conversion | INR |  | 0 |  |  |  | 0 | 0 |  | 0 | 0 | [30 empty] | 0 | 0 | INR Zero Only | 4.86 | Supplying, installing, testing and commissioning of 25 mm dia automatic air vent valve with GM body ball valve ( Rating PN 16) with all necessary accessories like matching flanges,coupling, sockets, bolts,rubber gaskets. washers, necessary GI supports etc.Pls refer technical specifications for detailed requirement | item386 | 2 | set
4.87 | Supply , Installation ,Testing & Commissioning of following fire extinguishers as per CFO NOC and bearing ISI mark with necessary accessories, stand, trolley, etc.Pls refer technical specifications for detailed requirement | [53 empty] | 4.87 | Supply , Installation ,Testing & Commissioning of following fire extinguishers as per CFO NOC and bearing ISI mark with necessary accessories, stand, trolley, etc.Pls refer technical specifications for detailed requirement
4.88 | ISI marked Portable Fire Extinguisher, Dry Chemical powder type (DCP) capacity 9 kgs conforming to IS-15683 including first fill & wall suspension bracket.Pls refer technical specifications for detailed requirement ( FOR ELECTRICAL ROOM + UPS ROOM) | item388 | 2 | each |  |  |  | Excess(+) | 1 | Full Conversion | INR |  | 0 |  |  |  | 0 | 0 |  | 0 | 0 | [30 empty] | 0 | 0 | INR Zero Only | 4.88 | ISI marked Portable Fire Extinguisher, Dry Chemical powder type (DCP) capacity 9 kgs conforming to IS-15683 including first fill & wall suspension bracket.Pls refer technical specifications for detailed requirement ( FOR ELECTRICAL ROOM + UPS ROOM) | item388 | 2 | each
4.89 | ISI marked (IS:15683) portable chemical fire extinguisher, ABC type capacity 6 kgs with gun metal cap and nozzle and complete in all respects including initial fill and wall suspension brackets.Pls refer technical specifications for detailed requirement. ( FOR common passage + refugee area) | item389 | 32 | each |  |  |  | Excess(+) | 1 | Full Conversion | INR |  | 0 |  |  |  | 0 | 0 |  | 0 | 0 | [30 empty] | 0 | 0 | INR Zero Only | 4.89 | ISI marked (IS:15683) portable chemical fire extinguisher, ABC type capacity 6 kgs with gun metal cap and nozzle and complete in all respects including initial fill and wall suspension brackets.Pls refer technical specifications for detailed requirement. ( FOR common passage + refugee area) | item389 | 32 | each
4.9 | Portable fire extinguisher, trolly mounted Carbon-di-oxide type capacity 6.5 Kgs. conforming to IS-15683 Flat base including valve, discharge hose of not less than 10 mm dia, 1 M long and complete in all respects including initial fill with CO2 gas confirming to IS:307-1966 filled to a filling rate of not more than 0.667 and wall suspension bracket.Pls refer technical specifications for detailed requirement. ( For ELV hub room/server room) | item390 | 2 | each |  |  |  | Excess(+) | 1 | Full Conversion | INR |  | 0 |  |  |  | 0 | 0 |  | 0 | 0 | [30 empty] | 0 | 0 | INR Zero Only | 4.9 | Portable fire extinguisher, trolly mounted Carbon-di-oxide type capacity 6.5 Kgs. conforming to IS-15683 Flat base including valve, discharge hose of not less than 10 mm dia, 1 M long and complete in all respects including initial fill with CO2 gas confirming to IS:307-1966 filled to a filling rate of not more than 0.667 and wall suspension bracket.Pls refer technical specifications for detailed requirement. ( For ELV hub room/server room) | item390 | 2 | each
4.91 | Supplying and installing at approved location approved make set of 2 nos. of fire buckets of 24 gauge galvanized steel sheet, standard 9 litre capacity and of round bottom shape, painted white inside and black on the bottom, inscribed with letters '' FIRE'' in black and gold with fire sand. The scope shall also include the stand for mounting the sand bucket.Pls refer technical specifications for detailed requirement | item391 | 2 | set |  |  |  | Excess(+) | 1 | Full Conversion | INR |  | 0 |  |  |  | 0 | 0 |  | 0 | 0 | [30 empty] | 0 | 0 | INR Zero Only | 4.91 | Supplying and installing at approved location approved make set of 2 nos. of fire buckets of 24 gauge galvanized steel sheet, standard 9 litre capacity and of round bottom shape, painted white inside and black on the bottom, inscribed with letters '' FIRE'' in black and gold with fire sand. The scope shall also include the stand for mounting the sand bucket.Pls refer technical specifications for detailed requirement | item391 | 2 | set
4.92 | Supply, Installation, Testing and Commissioning of direct driven Propeller Fans for Exhaust along with gravity louver. Each fan shall be complete with external rotor motor or shaded pole motor.3C x 1.5 Sq.mm.Power cable of 3 mtr.length with 3 pin plug top from unit motor to the nearest power socket shall be included in the scope of supply. All supporting GI hangers,MS angles, channels nut , bolts, washers etc. necessary for unit installation shall be inclusive in the cost. Motor shall be suitable for external power supply 220~240V/50Hz/Single Phase. Details of shall be as follows : | [53 empty] | 4.92 | Supply, Installation, Testing and Commissioning of direct driven Propeller Fans for Exhaust along with gravity louver. Each fan shall be complete with external rotor motor or shaded pole motor.3C x 1.5 Sq.mm.Power cable of 3 mtr.length with 3 pin plug top from unit motor to the nearest power socket shall be included in the scope of supply. All supporting GI hangers,MS angles, channels nut , bolts, washers etc. necessary for unit installation shall be inclusive in the cost. Motor shall be suitable for external power supply 220~240V/50Hz/Single Phase. Details of shall be as follows :
4.93 | PROPELLER FAN TOILET EX.AIR | item393 | 128 | nos |  |  |  | Excess(+) | 1 | Full Conversion | INR |  | 0 |  |  |  | 0 | 0 |  | 0 | 0 | [30 empty] | 0 | 0 | INR Zero Only | 4.93 | PROPELLER FAN TOILET EX.AIR | item393 | 128 | nos
4.94 | PROPELLER FAN ELECTRICAL ROOM EX.AIR | item394 | 2 | nos |  |  |  | Excess(+) | 1 | Full Conversion | INR |  | 0 |  |  |  | 0 | 0 |  | 0 | 0 | [30 empty] | 0 | 0 | INR Zero Only | 4.94 | PROPELLER FAN ELECTRICAL ROOM EX.AIR | item394 | 2 | nos
4.95 | PROPELLER FAN HUB ROOM EX.AIR | item395 | 2 | nos |  |  |  | Excess(+) | 1 | Full Conversion | INR |  | 0 |  |  |  | 0 | 0 |  | 0 | 0 | [30 empty] | 0 | 0 | INR Zero Only | 4.95 | PROPELLER FAN HUB ROOM EX.AIR | item395 | 2 | nos
4.96 | Supplying, installing, testing and commissioning split type Air conditioning unit having suitable to operate on250V, 50 cycles, A.C. supply having 1 no of hi-wall type complete with On /off type scroll compressors, condenser unit with refrigerant R410 A/R32 and copper Condenser at position, suction and dischragecopper piping with nitril rubbe insulation with hanger, supports etc.. Note :- Rates Should be inclusive of SITC of Necessary Copper piping with suitable thickness of insulation, Cable tray, Necessary control & power Cabling to the unit from Isolator to the unit (isolator will be located with 2mtr from unit). | [53 empty] | 4.96 | Supplying, installing, testing and commissioning split type Air conditioning unit having suitable to operate on250V, 50 cycles, A.C. supply having 1 no of hi-wall type complete with On /off type scroll compressors, condenser unit with refrigerant R410 A/R32 and copper Condenser at position, suction and dischragecopper piping with nitril rubbe insulation with hanger, supports etc.. Note :- Rates Should be inclusive of SITC of Necessary Copper piping with suitable thickness of insulation, Cable tray, Necessary control & power Cabling to the unit from Isolator to the unit (isolator will be located with 2mtr from unit).
4.97 | HUB ROOM HI WALL UNIT 1.5 TR | item397 | 2 | Nos |  |  |  | Excess(+) | 1 | Full Conversion | INR |  | 0 |  |  |  | 0 | 0 |  | 0 | 0 | [30 empty] | 0 | 0 | INR Zero Only | 4.97 | HUB ROOM HI WALL UNIT 1.5 TR | item397 | 2 | Nos
4.98 | Supply ,Installation ,Testing and commissioning of the following UPVC pipes for condensate drain cut to required lengths and jointing with solvent cement solutions and installed with necessary pipe complete with necessary , GI hangers with rubber lined universal clamps and hangers , fittings like bends, elbows, tees, reducers, matching flanges, neoprene 6 mm thick gaskets, nut & blots & washers and fixing in position the necessary elbows, tees and reducers, U traps of appropriate heights,insulated with 9 mm thick nitrile rubber insulation of Class O rated thermal insulations with one sided factory laminated glass clothed Nitrile Rubber insulation with density 45-60 kg/m3 with covered with two coats of lag coating ( | [53 empty] | 4.98 | Supply ,Installation ,Testing and commissioning of the following UPVC pipes for condensate drain cut to required lengths and jointing with solvent cement solutions and installed with necessary pipe complete with necessary , GI hangers with rubber lined universal clamps and hangers , fittings like bends, elbows, tees, reducers, matching flanges, neoprene 6 mm thick gaskets, nut & blots & washers and fixing in position the necessary elbows, tees and reducers, U traps of appropriate heights,insulated with 9 mm thick nitrile rubber insulation of Class O rated thermal insulations with one sided factory laminated glass clothed Nitrile Rubber insulation with density 45-60 kg/m3 with covered with two coats of lag coating (
4.99 | 3/4 inches dia | item399 | 30 | rmt |  |  |  | Excess(+) | 1 | Full Conversion | INR |  | 0 |  |  |  | 0 | 0 |  | 0 | 0 | [30 empty] | 0 | 0 | INR Zero Only | 4.99 | 3/4 inches dia | item399 | 30 | rmt
5 | Supply,Installation, Testing and Commissioning of wash down wall mounting EWC-P of approved shade, conforming to Pattern 2 of IS: 2556 (Part -II), with SWR Selfit Soil PVC pipe and plug bend as per specifications; glazed vitreous / Cloured European Water Closet with Open cistern tank with dual flush of 3/6 litre , with grouting the CI chair in side the wall, rubber gaskets, connecting PVC 110mm dia soil pipe with PVC coupling, nuts, mounting cistern on WC and solid verity heavy duty plastic seat cover as per IS-2548, of approved make cutting and making jari work etc. complete.Making civil & dry wall cutouts & closing shall be inlcusive in the cost. | item400 | 96 | each |  |  |  | Excess(+) | 1 | Full Conversion | INR |  | 0 |  |  |  | 0 | 0 |  | 0 | 0 | [30 empty] | 0 | 0 | INR Zero Only | 5 | Supply,Installation, Testing and Commissioning of wash down wall mounting EWC-P of approved shade, conforming to Pattern 2 of IS: 2556 (Part -II), with SWR Selfit Soil PVC pipe and plug bend as per specifications; glazed vitreous / Cloured European Water Closet with Open cistern tank with dual flush of 3/6 litre , with grouting the CI chair in side the wall, rubber gaskets, connecting PVC 110mm dia soil pipe with PVC coupling, nuts, mounting cistern on WC and solid verity heavy duty plastic seat cover as per IS-2548, of approved make cutting and making jari work etc. complete.Making civil & dry wall cutouts & closing shall be inlcusive in the cost. | item400 | 96 | each
5.01 | Supply,Installation, Testing and Commissioning of White glazed vitreous half pedestal Wash Basin - supporting M.S. or C.I. Brackets with nut bolts, washerc etc., with 32 mm dia. C.P. waste Coupling with 32 mm DIA CP Bottle trap with extension piece to wall flange with rubber adopter for waste connection and with waste coupling.; with rack bolt fittings. Making civil & dry wall cutouts & closing shall be inlcusive in the cost. | item401 | 144 | each |  |  |  | Excess(+) | 1 | Full Conversion | INR |  | 0 |  |  |  | 0 | 0 |  | 0 | 0 | [30 empty] | 0 | 0 | INR Zero Only | 5.01 | Supply,Installation, Testing and Commissioning of White glazed vitreous half pedestal Wash Basin - supporting M.S. or C.I. Brackets with nut bolts, washerc etc., with 32 mm dia. C.P. waste Coupling with 32 mm DIA CP Bottle trap with extension piece to wall flange with rubber adopter for waste connection and with waste coupling.; with rack bolt fittings. Making civil & dry wall cutouts & closing shall be inlcusive in the cost. | item401 | 144 | each
5.02 | Supply,Installation, Testing and Commissioning of drinking water fountain with fillar (Cold water tap & Normal water tap)of capacity of 60 LPH with storage capacity of 80 litre.Inbuilt compressors & condensing unit etc. for producing chilled water upto 17 degree +/- 1 C.Coller body shall be thermally insulated with PUF insulation. Power cable from unit to nearest socket with 3 pin plug top shall be inclusive of cost.Making civil & dry wall cutouts & closing shall be inlcusive in the cost. | item402 | 16 | each |  |  |  | Excess(+) | 1 | Full Conversion | INR |  | 0 |  |  |  | 0 | 0 |  | 0 | 0 | [30 empty] | 0 | 0 | INR Zero Only | 5.02 | Supply,Installation, Testing and Commissioning of drinking water fountain with fillar (Cold water tap & Normal water tap)of capacity of 60 LPH with storage capacity of 80 litre.Inbuilt compressors & condensing unit etc. for producing chilled water upto 17 degree +/- 1 C.Coller body shall be thermally insulated with PUF insulation. Power cable from unit to nearest socket with 3 pin plug top shall be inclusive of cost.Making civil & dry wall cutouts & closing shall be inlcusive in the cost. | item402 | 16 | each
5.03 | Supply, Installation, Testing and Commissioning of Electrical Instanteneous type Water heating Geysers of 24 Kw with thermal cut off, fusible plug, safety valves, thermal LED indicators etc. Power cable from heater to nearest socket with 3 pin plug top shall be inclusive of cost. Making civil & dry wall cutouts & closing shall be inclusive in the cost. Pls refer technical specifications for detailed requirement. | item403 | 32 | each |  |  |  | Excess(+) | 1 | Full Conversion | INR |  | 0 |  |  |  | 0 | 0 |  | 0 | 0 | [30 empty] | 0 | 0 | INR Zero Only | 5.03 | Supply, Installation, Testing and Commissioning of Electrical Instanteneous type Water heating Geysers of 24 Kw with thermal cut off, fusible plug, safety valves, thermal LED indicators etc. Power cable from heater to nearest socket with 3 pin plug top shall be inclusive of cost. Making civil & dry wall cutouts & closing shall be inclusive in the cost. Pls refer technical specifications for detailed requirement. | item403 | 32 | each
5.04 | SANITARY VALVES & ACESSORIES | [53 empty] | 5.04 | SANITARY VALVES & ACESSORIES
5.05 | Supply,Installation, Testing and Commissioning of 15mm dia pillar cock ( Quarter turn type) , with required braided pipes from Pillar cock tap to angular stop cock etc complete.Making civil / dry wall cutouts & closing shall be inlcusive in the cost. | item405 | 96 | each |  |  |  | Excess(+) | 1 | Full Conversion | INR |  | 0 |  |  |  | 0 | 0 |  | 0 | 0 | [30 empty] | 0 | 0 | INR Zero Only | 5.05 | Supply,Installation, Testing and Commissioning of 15mm dia pillar cock ( Quarter turn type) , with required braided pipes from Pillar cock tap to angular stop cock etc complete.Making civil / dry wall cutouts & closing shall be inlcusive in the cost. | item405 | 96 | each
5.06 | Supply,Installation, Testing and Commissioning of wall mixer 2 in 1 system Single Lever thermostatic Diverter with spout for Concealed Fitting with Built in Non return Valve complete with bend pipe .Making civil & dry wall cutouts & closing shall be inlcusive in the cost. | item406 | 80 | each |  |  |  | Excess(+) | 1 | Full Conversion | INR |  | 0 |  |  |  | 0 | 0 |  | 0 | 0 | [30 empty] | 0 | 0 | INR Zero Only | 5.06 | Supply,Installation, Testing and Commissioning of wall mixer 2 in 1 system Single Lever thermostatic Diverter with spout for Concealed Fitting with Built in Non return Valve complete with bend pipe .Making civil & dry wall cutouts & closing shall be inlcusive in the cost. | item406 | 80 | each
5.07 | Supply,Installation, Testing and Commissioning of Shower head complete with bend pipe .Making civil & dry wall cutouts & closing shall be inlcusive in the cost. | item407 | 80 | each |  |  |  | Excess(+) | 1 | Full Conversion | INR |  | 0 |  |  |  | 0 | 0 |  | 0 | 0 | [30 empty] | 0 | 0 | INR Zero Only | 5.07 | Supply,Installation, Testing and Commissioning of Shower head complete with bend pipe .Making civil & dry wall cutouts & closing shall be inlcusive in the cost. | item407 | 80 | each
5.08 | Supply,Installation, Testing and Commissioning of 15 mm C.P. brass bib cocks( Quarter turn type) of best quality (as approved by the Engineer-in-Charge).Making civil / dry wall cutouts & closing shall be inlcusive in the cost. | item408 | 96 | each |  |  |  | Excess(+) | 1 | Full Conversion | INR |  | 0 |  |  |  | 0 | 0 |  | 0 | 0 | [30 empty] | 0 | 0 | INR Zero Only | 5.08 | Supply,Installation, Testing and Commissioning of 15 mm C.P. brass bib cocks( Quarter turn type) of best quality (as approved by the Engineer-in-Charge).Making civil / dry wall cutouts & closing shall be inlcusive in the cost. | item408 | 96 | each
5.09 | Supply,Installation, Testing and Commissioning of in position toilet wall mounted type CP paper holder complete in all respects including cutting and making good the walls etc.Making civil / dry wall cutouts & closing shall be inlcusive in the cost. | item409 | 96 | each |  |  |  | Excess(+) | 1 | Full Conversion | INR |  | 0 |  |  |  | 0 | 0 |  | 0 | 0 | [30 empty] | 0 | 0 | INR Zero Only | 5.09 | Supply,Installation, Testing and Commissioning of in position toilet wall mounted type CP paper holder complete in all respects including cutting and making good the walls etc.Making civil / dry wall cutouts & closing shall be inlcusive in the cost. | item409 | 96 | each
5.1 | Supply,Installation, Testing and Commissioning of 2 way bib cock with C.P.Jet Spray, with 8mm Dia,1Rmt Long braided type Tube and accessories to complete the item. Making civil & dry wall cutouts & closing shall be inlcusive in the cost. | item410 | 320 | each |  |  |  | Excess(+) | 1 | Full Conversion | INR |  | 0 |  |  |  | 0 | 0 |  | 0 | 0 | [30 empty] | 0 | 0 | INR Zero Only | 5.1 | Supply,Installation, Testing and Commissioning of 2 way bib cock with C.P.Jet Spray, with 8mm Dia,1Rmt Long braided type Tube and accessories to complete the item. Making civil & dry wall cutouts & closing shall be inlcusive in the cost. | item410 | 320 | each
5.11 | Supply,Installation, Testing and Commissioning of 15mm C.P. brass angle valve ( Quarter turn type) with C.P. copper connecting pipe 450 mm long and nuts, washer and brass flange complete, including cutting and making good the wall where required. Making civil / dry wall cutouts & closing shall be inlcusive in the cost. | item411 | 96 | each |  |  |  | Excess(+) | 1 | Full Conversion | INR |  | 0 |  |  |  | 0 | 0 |  | 0 | 0 | [30 empty] | 0 | 0 | INR Zero Only | 5.11 | Supply,Installation, Testing and Commissioning of 15mm C.P. brass angle valve ( Quarter turn type) with C.P. copper connecting pipe 450 mm long and nuts, washer and brass flange complete, including cutting and making good the wall where required. Making civil / dry wall cutouts & closing shall be inlcusive in the cost. | item411 | 96 | each
5.12 | Supply, Installation, Testing and Commissioning of concealed 15mm C.P. Stop Cock with washer and brass flange complete, including cutting and making good the wall where required. Making civil & dry wall cutouts & closing shall be inclusive in the cost. | item412 | 80 | each |  |  |  | Excess(+) | 1 | Full Conversion | INR |  | 0 |  |  |  | 0 | 0 |  | 0 | 0 | [30 empty] | 0 | 0 | INR Zero Only | 5.12 | Supply, Installation, Testing and Commissioning of concealed 15mm C.P. Stop Cock with washer and brass flange complete, including cutting and making good the wall where required. Making civil & dry wall cutouts & closing shall be inclusive in the cost. | item412 | 80 | each
5.13 | Supply,Installation, Testing and Commissioning of C.P.towel rail with hook ( Approximate length 600 mm )of approved make including,C.P. brass screws, making holes in walls & making good. Making civil / dry wall cutouts & closing shall be inlcusive in the cost. | item413 | 80 | each |  |  |  | Excess(+) | 1 | Full Conversion | INR |  | 0 |  |  |  | 0 | 0 |  | 0 | 0 | [30 empty] | 0 | 0 | INR Zero Only | 5.13 | Supply,Installation, Testing and Commissioning of C.P.towel rail with hook ( Approximate length 600 mm )of approved make including,C.P. brass screws, making holes in walls & making good. Making civil / dry wall cutouts & closing shall be inlcusive in the cost. | item413 | 80 | each
5.14 | Supply,Installation, Testing and Commissioning of C.P. Tumbler Holder, with all accessories to complete the item. Making civil / dry wall cutouts & closing shall be inlcusive in the cost. | item414 | 80 | each |  |  |  | Excess(+) | 1 | Full Conversion | INR |  | 0 |  |  |  | 0 | 0 |  | 0 | 0 | [30 empty] | 0 | 0 | INR Zero Only | 5.14 | Supply,Installation, Testing and Commissioning of C.P. Tumbler Holder, with all accessories to complete the item. Making civil / dry wall cutouts & closing shall be inlcusive in the cost. | item414 | 80 | each
5.15 | Supply,Installation, Testing and Commissioning of C.P soap dish of approved make. Including providing & fixing screws, washers, cutting & making good the walls. | item415 | 96 | each |  |  |  | Excess(+) | 1 | Full Conversion | INR |  | 0 |  |  |  | 0 | 0 |  | 0 | 0 | [30 empty] | 0 | 0 | INR Zero Only | 5.15 | Supply,Installation, Testing and Commissioning of C.P soap dish of approved make. Including providing & fixing screws, washers, cutting & making good the walls. | item415 | 96 | each
5.16 | Supply,Installation, Testing and Commissioning of in position best Indian make C.P. brass twin way Coat hooks fixed into wall with C.P.brass screws and rawlplugs etc. complete including cutting and making good the walls etc.Making civil / dry wall cutouts & closing shall be inlcusive in the cost. | item416 | 96 | each |  |  |  | Excess(+) | 1 | Full Conversion | INR |  | 0 |  |  |  | 0 | 0 |  | 0 | 0 | [30 empty] | 0 | 0 | INR Zero Only | 5.16 | Supply,Installation, Testing and Commissioning of in position best Indian make C.P. brass twin way Coat hooks fixed into wall with C.P.brass screws and rawlplugs etc. complete including cutting and making good the walls etc.Making civil / dry wall cutouts & closing shall be inlcusive in the cost. | item416 | 96 | each
5.17 | Supply,Installation, Testing and Commissioning of C.P. napkin ring for wash basin. | item417 | 144 | each |  |  |  | Excess(+) | 1 | Full Conversion | INR |  | 0 |  |  |  | 0 | 0 |  | 0 | 0 | [30 empty] | 0 | 0 | INR Zero Only | 5.17 | Supply,Installation, Testing and Commissioning of C.P. napkin ring for wash basin. | item417 | 144 | each
5.18 | Supply,Installation, Testing and Commissioning of C.P.liquid soap dispenser with bottle for wash basin. | item418 | 144 | each |  |  |  | Excess(+) | 1 | Full Conversion | INR |  | 0 |  |  |  | 0 | 0 |  | 0 | 0 | [30 empty] | 0 | 0 | INR Zero Only | 5.18 | Supply,Installation, Testing and Commissioning of C.P.liquid soap dispenser with bottle for wash basin. | item418 | 144 | each
5.19 | Providing and fixing soil, waste and vent pipes : | item419 | 2 | each |  |  |  | Excess(+) | 1 | Full Conversion | INR |  | 0 |  |  |  | 0 | 0 |  | 0 | 0 | [30 empty] | 0 | 0 | INR Zero Only | 5.19 | Providing and fixing soil, waste and vent pipes : | item419 | 2 | each
5.2 | 100mm dia: | item420 | 2 | each |  |  |  | Excess(+) | 1 | Full Conversion | INR |  | 0 |  |  |  | 0 | 0 |  | 0 | 0 | [30 empty] | 0 | 0 | INR Zero Only | 5.2 | 100mm dia: | item420 | 2 | each
5.21 | Hubless centrifugally cast (spun) iron pipes epoxy coated inside & outside IS:15905 | item421 | 1048 | mtr |  |  |  | Excess(+) | 1 | Full Conversion | INR |  | 0 |  |  |  | 0 | 0 |  | 0 | 0 | [30 empty] | 0 | 0 | INR Zero Only | 5.21 | Hubless centrifugally cast (spun) iron pipes epoxy coated inside & outside IS:15905 | item421 | 1048 | mtr
5.22 | 75 mm diameter : | item422 | 2 | each |  |  |  | Excess(+) | 1 | Full Conversion | INR |  | 0 |  |  |  | 0 | 0 |  | 0 | 0 | [30 empty] | 0 | 0 | INR Zero Only | 5.22 | 75 mm diameter : | item422 | 2 | each
5.23 | Hubless centrifugally cast (spun) iron pipes epoxy coated inside & outside IS:15905 | item423 | 218 | mtr |  |  |  | Excess(+) | 1 | Full Conversion | INR |  | 0 |  |  |  | 0 | 0 |  | 0 | 0 | [30 empty] | 0 | 0 | INR Zero Only | 5.23 | Hubless centrifugally cast (spun) iron pipes epoxy coated inside & outside IS:15905 | item423 | 218 | mtr
5.24 | 50 mm diameter : | item424 | 2 | each |  |  |  | Excess(+) | 1 | Full Conversion | INR |  | 0 |  |  |  | 0 | 0 |  | 0 | 0 | [30 empty] | 0 | 0 | INR Zero Only | 5.24 | 50 mm diameter : | item424 | 2 | each
5.25 | Hubless centrifugally cast (spun) iron pipes epoxy coated inside & outside IS:15905 | item425 | 138 | each |  |  |  | Excess(+) | 1 | Full Conversion | INR |  | 0 |  |  |  | 0 | 0 |  | 0 | 0 | [30 empty] | 0 | 0 | INR Zero Only | 5.25 | Hubless centrifugally cast (spun) iron pipes epoxy coated inside & outside IS:15905 | item425 | 138 | each
5.26 | 150 mm diameter : | item426 | 2 | each |  |  |  | Excess(+) | 1 | Full Conversion | INR |  | 0 |  |  |  | 0 | 0 |  | 0 | 0 | [30 empty] | 0 | 0 | INR Zero Only | 5.26 | 150 mm diameter : | item426 | 2 | each
5.27 | Hubless centrifugally cast (spun) iron pipes epoxy coated inside & outside IS:15905 | item427 | 96 | each |  |  |  | Excess(+) | 1 | Full Conversion | INR |  | 0 |  |  |  | 0 | 0 |  | 0 | 0 | [30 empty] | 0 | 0 | INR Zero Only | 5.27 | Hubless centrifugally cast (spun) iron pipes epoxy coated inside & outside IS:15905 | item427 | 96 | each
5.28 | Providing and fixing bend of required degree with access door, insertion rubber washer 3 mm thick, bolts and nuts complete. | item428 | 2 | each |  |  |  | Excess(+) | 1 | Full Conversion | INR |  | 0 |  |  |  | 0 | 0 |  | 0 | 0 | [30 empty] | 0 | 0 | INR Zero Only | 5.28 | Providing and fixing bend of required degree with access door, insertion rubber washer 3 mm thick, bolts and nuts complete. | item428 | 2 | each
5.29 | 100 mm dia | item429 | 2 | each |  |  |  | Excess(+) | 1 | Full Conversion | INR |  | 0 |  |  |  | 0 | 0 |  | 0 | 0 | [30 empty] | 0 | 0 | INR Zero Only | 5.29 | 100 mm dia | item429 | 2 | each
5.3 | Hubless centrifugally cast (spun) iron epoxy coated inside & outside as per IS:15905 | item430 | 96 | each |  |  |  | Excess(+) | 1 | Full Conversion | INR |  | 0 |  |  |  | 0 | 0 |  | 0 | 0 | [30 empty] | 0 | 0 | INR Zero Only | 5.3 | Hubless centrifugally cast (spun) iron epoxy coated inside & outside as per IS:15905 | item430 | 96 | each
5.31 | 75mm dia | item431 | 2 | each |  |  |  | Excess(+) | 1 | Full Conversion | INR |  | 0 |  |  |  | 0 | 0 |  | 0 | 0 | [30 empty] | 0 | 0 | INR Zero Only | 5.31 | 75mm dia | item431 | 2 | each
5.32 | 50 mm dia | item432 | 2 | each |  |  |  | Excess(+) | 1 | Full Conversion | INR |  | 0 |  |  |  | 0 | 0 |  | 0 | 0 | [30 empty] | 0 | 0 | INR Zero Only | 5.32 | 50 mm dia | item432 | 2 | each
5.33 | Hubless centrifugally cast (spun) iron epoxy coated inside & outside as per IS:15905 | item433 | 176 | each |  |  |  | Excess(+) | 1 | Full Conversion | INR |  | 0 |  |  |  | 0 | 0 |  | 0 | 0 | [30 empty] | 0 | 0 | INR Zero Only | 5.33 | Hubless centrifugally cast (spun) iron epoxy coated inside & outside as per IS:15905 | item433 | 176 | each
5.34 | 150mm dia | item434 | 2 | each |  |  |  | Excess(+) | 1 | Full Conversion | INR |  | 0 |  |  |  | 0 | 0 |  | 0 | 0 | [30 empty] | 0 | 0 | INR Zero Only | 5.34 | 150mm dia | item434 | 2 | each
5.35 | Hubless centrifugally cast (spun) ironepoxy coated inside & outside as per IS:15905 | item435 | 16 | each |  |  |  | Excess(+) | 1 | Full Conversion | INR |  | 0 |  |  |  | 0 | 0 |  | 0 | 0 | [30 empty] | 0 | 0 | INR Zero Only | 5.35 | Hubless centrifugally cast (spun) ironepoxy coated inside & outside as per IS:15905 | item435 | 16 | each
5.36 | Providing and fixing double equal plain junction of required degree. | item436 | 2 | each |  |  |  | Excess(+) | 1 | Full Conversion | INR |  | 0 |  |  |  | 0 | 0 |  | 0 | 0 | [30 empty] | 0 | 0 | INR Zero Only | 5.36 | Providing and fixing double equal plain junction of required degree. | item436 | 2 | each
5.37 | 100x100x100x100 mm | item437 | 2 | each |  |  |  | Excess(+) | 1 | Full Conversion | INR |  | 0 |  |  |  | 0 | 0 |  | 0 | 0 | [30 empty] | 0 | 0 | INR Zero Only | 5.37 | 100x100x100x100 mm | item437 | 2 | each
5.38 | Hubless centrifugally cast (spun) iron pipes epoxy coated inside & outside IS:15905 | item438 | 240 | each |  |  |  | Excess(+) | 1 | Full Conversion | INR |  | 0 |  |  |  | 0 | 0 |  | 0 | 0 | [30 empty] | 0 | 0 | INR Zero Only | 5.38 | Hubless centrifugally cast (spun) iron pipes epoxy coated inside & outside IS:15905 | item438 | 240 | each
5.39 | 75x75x75x75 m | item439 | 2 | each |  |  |  | Excess(+) | 1 | Full Conversion | INR |  | 0 |  |  |  | 0 | 0 |  | 0 | 0 | [30 empty] | 0 | 0 | INR Zero Only | 5.39 | 75x75x75x75 m | item439 | 2 | each
5.4 | Providing and fixing single equal plain junction of required degree : | item440 | 2 | each |  |  |  | Excess(+) | 1 | Full Conversion | INR |  | 0 |  |  |  | 0 | 0 |  | 0 | 0 | [30 empty] | 0 | 0 | INR Zero Only | 5.4 | Providing and fixing single equal plain junction of required degree : | item440 | 2 | each
5.41 | 100x100x100 mm | item441 | 2 | each |  |  |  | Excess(+) | 1 | Full Conversion | INR |  | 0 |  |  |  | 0 | 0 |  | 0 | 0 | [30 empty] | 0 | 0 | INR Zero Only | 5.41 | 100x100x100 mm | item441 | 2 | each
5.42 | Hubless centrifugally cast (spun) iron epoxy coated inside & outside as per IS:15905 | item442 | 96 | sqm |  |  |  | Excess(+) | 1 | Full Conversion | INR |  | 0 |  |  |  | 0 | 0 |  | 0 | 0 | [30 empty] | 0 | 0 | INR Zero Only | 5.42 | Hubless centrifugally cast (spun) iron epoxy coated inside & outside as per IS:15905 | item442 | 96 | sqm
5.43 | 75x75x75 mm | item443 | 96 | sqm |  |  |  | Excess(+) | 1 | Full Conversion | INR |  | 0 |  |  |  | 0 | 0 |  | 0 | 0 | [30 empty] | 0 | 0 | INR Zero Only | 5.43 | 75x75x75 mm | item443 | 96 | sqm
5.44 | Hubless centrifugally cast (spun) iron epoxy coated inside & outside as per IS:15905 | item444 | 2 | metre |  |  |  | Excess(+) | 1 | Full Conversion | INR |  | 0 |  |  |  | 0 | 0 |  | 0 | 0 | [30 empty] | 0 | 0 | INR Zero Only | 5.44 | Hubless centrifugally cast (spun) iron epoxy coated inside & outside as per IS:15905 | item444 | 2 | metre
5.45 | 50X50X50mm | item445 | 176 | sqm |  |  |  | Excess(+) | 1 | Full Conversion | INR |  | 0 |  |  |  | 0 | 0 |  | 0 | 0 | [30 empty] | 0 | 0 | INR Zero Only | 5.45 | 50X50X50mm | item445 | 176 | sqm
5.46 | Providing and fixing terminal guard : | item446 | 96 | sqm |  |  |  | Excess(+) | 1 | Full Conversion | INR |  | 0 |  |  |  | 0 | 0 |  | 0 | 0 | [30 empty] | 0 | 0 | INR Zero Only | 5.46 | Providing and fixing terminal guard : | item446 | 96 | sqm
5.47 | 100 mm | item447 | 2 | sqm |  |  |  | Excess(+) | 1 | Full Conversion | INR |  | 0 |  |  |  | 0 | 0 |  | 0 | 0 | [30 empty] | 0 | 0 | INR Zero Only | 5.47 | 100 mm | item447 | 2 | sqm
5.48 | Hubless centrifugally cast (spun) iron epoxy coated inside & outside as per IS:15905 | item448 | 120.4 | sqm |  |  |  | Excess(+) | 1 | Full Conversion | INR |  | 0 |  |  |  | 0 | 0 |  | 0 | 0 | [30 empty] | 0 | 0 | INR Zero Only | 5.48 | Hubless centrifugally cast (spun) iron epoxy coated inside & outside as per IS:15905 | item448 | 120.4 | sqm
5.49 | Providing and fixing shielded coupling for Hubless centrifugally cast iron pipe | item449 | 2 | sqm |  |  |  | Excess(+) | 1 | Full Conversion | INR |  | 0 |  |  |  | 0 | 0 |  | 0 | 0 | [30 empty] | 0 | 0 | INR Zero Only | 5.49 | Providing and fixing shielded coupling for Hubless centrifugally cast iron pipe | item449 | 2 | sqm
5.5 | 100 mm dia | item450 | 304 | Cum |  |  |  | Excess(+) | 1 | Full Conversion | INR |  | 0 |  |  |  | 0 | 0 |  | 0 | 0 | [30 empty] | 0 | 0 | INR Zero Only | 5.5 | 100 mm dia | item450 | 304 | Cum
5.51 | SS 304 grade coupling with EPDM rubber gasket | item451 | 1008 | Each |  |  |  | Excess(+) | 1 | Full Conversion | INR |  | 0 |  |  |  | 0 | 0 |  | 0 | 0 | [30 empty] | 0 | 0 | INR Zero Only | 5.51 | SS 304 grade coupling with EPDM rubber gasket | item451 | 1008 | Each
5.52 | 75 mm dia | item452 | 2 | Each |  |  |  | Excess(+) | 1 | Full Conversion | INR |  | 0 |  |  |  | 0 | 0 |  | 0 | 0 | [30 empty] | 0 | 0 | INR Zero Only | 5.52 | 75 mm dia | item452 | 2 | Each
5.53 | SS 304 grade coupling with EPDM rubber gasket | item453 | 352 | Each |  |  |  | Excess(+) | 1 | Full Conversion | INR |  | 0 |  |  |  | 0 | 0 |  | 0 | 0 | [30 empty] | 0 | 0 | INR Zero Only | 5.53 | SS 304 grade coupling with EPDM rubber gasket | item453 | 352 | Each
5.54 | 50 mm dia | item454 | 352 | Each |  |  |  | Excess(+) | 1 | Full Conversion | INR |  | 0 |  |  |  | 0 | 0 |  | 0 | 0 | [30 empty] | 0 | 0 | INR Zero Only | 5.54 | 50 mm dia | item454 | 352 | Each
5.55 | SS 304 grade coupling with EPDM rubber gasket | item455 | 176 | Sqm |  |  |  | Excess(+) | 1 | Full Conversion | INR |  | 0 |  |  |  | 0 | 0 |  | 0 | 0 | [30 empty] | 0 | 0 | INR Zero Only | 5.55 | SS 304 grade coupling with EPDM rubber gasket | item455 | 176 | Sqm
5.56 | 150 mm dia | item456 | 40 | Each |  |  |  | Excess(+) | 1 | Full Conversion | INR |  | 0 |  |  |  | 0 | 0 |  | 0 | 0 | [30 empty] | 0 | 0 | INR Zero Only | 5.56 | 150 mm dia | item456 | 40 | Each
5.57 | SS 304 grade coupling with EPDM rubber gasket | item457 | 40 | Each |  |  |  | Excess(+) | 1 | Full Conversion | INR |  | 0 |  |  |  | 0 | 0 |  | 0 | 0 | [30 empty] | 0 | 0 | INR Zero Only | 5.57 | SS 304 grade coupling with EPDM rubber gasket | item457 | 40 | Each
5.58 | Providing and fixing Trap of self cleansing design with screwed down or hinged grating with or without vent arm complete, including cost of cutting and making good the walls and floors : | item458 | 10 | Sqm |  |  |  | Excess(+) | 1 | Full Conversion | INR |  | 0 |  |  |  | 0 | 0 |  | 0 | 0 | [30 empty] | 0 | 0 | INR Zero Only | 5.58 | Providing and fixing Trap of self cleansing design with screwed down or hinged grating with or without vent arm complete, including cost of cutting and making good the walls and floors : | item458 | 10 | Sqm
5.59 | 100 mm inlet and 75 mm outlet | item459 | 32 | Each |  |  |  | Excess(+) | 1 | Full Conversion | INR |  | 0 |  |  |  | 0 | 0 |  | 0 | 0 | [30 empty] | 0 | 0 | INR Zero Only | 5.59 | 100 mm inlet and 75 mm outlet | item459 | 32 | Each
5.6 | Hubless centrifugally cast (spun) iron epoxy coated inside & outside as per IS:15905 | item460 | 44 | Each |  |  |  | Excess(+) | 1 | Full Conversion | INR |  | 0 |  |  |  | 0 | 0 |  | 0 | 0 | [30 empty] | 0 | 0 | INR Zero Only | 5.6 | Hubless centrifugally cast (spun) iron epoxy coated inside & outside as per IS:15905 | item460 | 44 | Each
5.61 | Making khurras 45x45 cm with average minimum thickness of 5 cm cement concrete 1:2:4 (1 cement : 2 coarse sand : 4 graded stone aggregate of 20 mm nominal size) over P.V.C. sheet 1 m x1 m x 400 micron, finished with 12 mm cement plaster 1:3 (1 cement : 3 coarse sand) and a coat of neat cement, rounding the edges and making and finishing the outlet complete. | item461 | 16 | Each |  |  |  | Excess(+) | 1 | Full Conversion | INR |  | 0 |  |  |  | 0 | 0 |  | 0 | 0 | [30 empty] | 0 | 0 | INR Zero Only | 5.61 | Making khurras 45x45 cm with average minimum thickness of 5 cm cement concrete 1:2:4 (1 cement : 2 coarse sand : 4 graded stone aggregate of 20 mm nominal size) over P.V.C. sheet 1 m x1 m x 400 micron, finished with 12 mm cement plaster 1:3 (1 cement : 3 coarse sand) and a coat of neat cement, rounding the edges and making and finishing the outlet complete. | item461 | 16 | Each
5.62 | Providing and fixing Stainless Steel pipe and fitting of grade AISI 304 as per JIS standard 3448 complete with press type fitting (fittingshall be paid for separately) i/c fixing of the pipe with clamps at 1.00 m spacing including cutting and making good the walls includingtesting of joints complete as per direction of Engineer-in-charge. (The pipe length inserted in the fitting shall not be measured forpayment) | item462 | 10 | Each |  |  |  | Excess(+) | 1 | Full Conversion | INR |  | 0 |  |  |  | 0 | 0 |  | 0 | 0 | [30 empty] | 0 | 0 | INR Zero Only | 5.62 | Providing and fixing Stainless Steel pipe and fitting of grade AISI 304 as per JIS standard 3448 complete with press type fitting (fittingshall be paid for separately) i/c fixing of the pipe with clamps at 1.00 m spacing including cutting and making good the walls includingtesting of joints complete as per direction of Engineer-in-charge. (The pipe length inserted in the fitting shall not be measured forpayment) | item462 | 10 | Each
5.63 | Internal work - Exposed on wall | item463 | 2 | Each |  |  |  | Excess(+) | 1 | Full Conversion | INR |  | 0 |  |  |  | 0 | 0 |  | 0 | 0 | [30 empty] | 0 | 0 | INR Zero Only | 5.63 | Internal work - Exposed on wall | item463 | 2 | Each
5.64 | 34.00 mm outer dia Pipe | item464 | 44 | Metre |  |  |  | Excess(+) | 1 | Full Conversion | INR |  | 0 |  |  |  | 0 | 0 |  | 0 | 0 | [30 empty] | 0 | 0 | INR Zero Only | 5.64 | 34.00 mm outer dia Pipe | item464 | 44 | Metre
5.65 | Providing and fixing required Stainless Steel Fitting of press fit design of grade AISI 304 conforming to JWWA G116 standard with V-profile or M-profile and with O-ring sealing gasket of EPDM material of required dia as per direction of Engineer-in-charge. | item465 | 30 | Each |  |  |  | Excess(+) | 1 | Full Conversion | INR |  | 0 |  |  |  | 0 | 0 |  | 0 | 0 | [30 empty] | 0 | 0 | INR Zero Only | 5.65 | Providing and fixing required Stainless Steel Fitting of press fit design of grade AISI 304 conforming to JWWA G116 standard with V-profile or M-profile and with O-ring sealing gasket of EPDM material of required dia as per direction of Engineer-in-charge. | item465 | 30 | Each
5.66 | Elbow 90° | item466 | 20 | Each |  |  |  | Excess(+) | 1 | Full Conversion | INR |  | 0 |  |  |  | 0 | 0 |  | 0 | 0 | [30 empty] | 0 | 0 | INR Zero Only | 5.66 | Elbow 90° | item466 | 20 | Each
5.67 | For 34.00 mm outer dia pipe | item467 | 30 | Metre |  |  |  | Excess(+) | 1 | Full Conversion | INR |  | 0 |  |  |  | 0 | 0 |  | 0 | 0 | [30 empty] | 0 | 0 | INR Zero Only | 5.67 | For 34.00 mm outer dia pipe | item467 | 30 | Metre
5.68 | For 48.60 mm outer dia pipe | item468 | 20 | One Job |  |  |  | Excess(+) | 1 | Full Conversion | INR |  | 0 |  |  |  | 0 | 0 |  | 0 | 0 | [30 empty] | 0 | 0 | INR Zero Only | 5.68 | For 48.60 mm outer dia pipe | item468 | 20 | One Job
5.69 | Supply, Installation, Testing and Commissioning of 100 mm dia X 75 mm dia outlet pVC floor drains with P trap & required fittings with square/round cover plate as per make specified in list with threaded sockets. | item469 | 240 | One Job |  |  |  | Excess(+) | 1 | Full Conversion | INR |  | 0 |  |  |  | 0 | 0 |  | 0 | 0 | [30 empty] | 0 | 0 | INR Zero Only | 5.69 | Supply, Installation, Testing and Commissioning of 100 mm dia X 75 mm dia outlet pVC floor drains with P trap & required fittings with square/round cover plate as per make specified in list with threaded sockets. | item469 | 240 | One Job
5.7 | Providing and fixing soil, waste centrifugally cast (spun) iron threaded Clean out plug epoxy coated inside & outside IS:15905 | item470 | 4 | One Job |  |  |  | Excess(+) | 1 | Full Conversion | INR |  | 0 |  |  |  | 0 | 0 |  | 0 | 0 | [30 empty] | 0 | 0 | INR Zero Only | 5.7 | Providing and fixing soil, waste centrifugally cast (spun) iron threaded Clean out plug epoxy coated inside & outside IS:15905 | item470 | 4 | One Job
5.71 | 75mm dia meter | item471 | 18 | One |  |  |  | Excess(+) | 1 | Full Conversion | INR |  | 0 |  |  |  | 0 | 0 |  | 0 | 0 | [30 empty] | 0 | 0 | INR Zero Only | 5.71 | 75mm dia meter | item471 | 18 | One
5.72 | 50mm dia meter | item472 | 518 | Each |  |  |  | Excess(+) | 1 | Full Conversion | INR |  | 0 |  |  |  | 0 | 0 |  | 0 | 0 | [30 empty] | 0 | 0 | INR Zero Only | 5.72 | 50mm dia meter | item472 | 518 | Each
5.73 | 100mm dia meter | item473 | 48 | Each |  |  |  | Excess(+) | 1 | Full Conversion | INR |  | 0 |  |  |  | 0 | 0 |  | 0 | 0 | [30 empty] | 0 | 0 | INR Zero Only | 5.73 | 100mm dia meter | item473 | 48 | Each
5.74 | 150mm dia meter | item474 | 2 | Each |  |  |  | Excess(+) | 1 | Full Conversion | INR |  | 0 |  |  |  | 0 | 0 |  | 0 | 0 | [30 empty] | 0 | 0 | INR Zero Only | 5.74 | 150mm dia meter | item474 | 2 | Each
5.75 | WATER SUPPLY LAYOUT | item475 | 52 | metre |  |  |  | Excess(+) | 1 | Full Conversion | INR |  | 0 |  |  |  | 0 | 0 |  | 0 | 0 | [30 empty] | 0 | 0 | INR Zero Only | 5.75 | WATER SUPPLY LAYOUT | item475 | 52 | metre
5.76 | Providing and fixing Chlorinated Polyvinyl Chloride (CPVC) pipes, having thermal stability for hot & cold water supply, including all CPVC plain & brass threaded fittings, including fixing the pipe with clamps at 1.00 m spacing. This includes jointing of pipes & fittings with one step CPVC solvent cement and testing of joints complete as per direction of Engineer in Charge. | item476 | 821.6 | sqm |  |  |  | Excess(+) | 1 | Full Conversion | INR |  | 0 |  |  |  | 0 | 0 |  | 0 | 0 | [30 empty] | 0 | 0 | INR Zero Only | 5.76 | Providing and fixing Chlorinated Polyvinyl Chloride (CPVC) pipes, having thermal stability for hot & cold water supply, including all CPVC plain & brass threaded fittings, including fixing the pipe with clamps at 1.00 m spacing. This includes jointing of pipes & fittings with one step CPVC solvent cement and testing of joints complete as per direction of Engineer in Charge. | item476 | 821.6 | sqm
5.77 | Internal work - Exposed on wall | [53 empty] | 5.77 | Internal work - Exposed on wall
5.78 | 15 mm nominal outer dia Pipes | item478 | 284 | mtr |  |  |  | Excess(+) | 1 | Full Conversion | INR |  | 0 |  |  |  | 0 | 0 |  | 0 | 0 | [30 empty] | 0 | 0 | INR Zero Only | 5.78 | 15 mm nominal outer dia Pipes | item478 | 284 | mtr
5.79 | 20 mm nominal outer dia Pipes | item479 | 600 | mtr |  |  |  | Excess(+) | 1 | Full Conversion | INR |  | 0 |  |  |  | 0 | 0 |  | 0 | 0 | [30 empty] | 0 | 0 | INR Zero Only | 5.79 | 20 mm nominal outer dia Pipes | item479 | 600 | mtr
5.8 | 25 mm nominal outer dia Pipes | item480 | 306 | Mtr. |  |  |  | Excess(+) | 1 | Full Conversion | INR |  | 0 |  |  |  | 0 | 0 |  | 0 | 0 | [30 empty] | 0 | 0 | INR Zero Only | 5.8 | 25 mm nominal outer dia Pipes | item480 | 306 | Mtr.
5.81 | 32 mm nominal outer dia Pipes | item481 | 496 | Mtr. |  |  |  | Excess(+) | 1 | Full Conversion | INR |  | 0 |  |  |  | 0 | 0 |  | 0 | 0 | [30 empty] | 0 | 0 | INR Zero Only | 5.81 | 32 mm nominal outer dia Pipes | item481 | 496 | Mtr.
5.82 | 40 mm nominal outer dia Pipes | item482 | 224 | Mtr. |  |  |  | Excess(+) | 1 | Full Conversion | INR |  | 0 |  |  |  | 0 | 0 |  | 0 | 0 | [30 empty] | 0 | 0 | INR Zero Only | 5.82 | 40 mm nominal outer dia Pipes | item482 | 224 | Mtr.
5.83 | 50 mm nominal outer dia Pipes | item483 | 360 | Mtr. |  |  |  | Excess(+) | 1 | Full Conversion | INR |  | 0 |  |  |  | 0 | 0 |  | 0 | 0 | [30 empty] | 0 | 0 | INR Zero Only | 5.83 | 50 mm nominal outer dia Pipes | item483 | 360 | Mtr.
5.84 | 65 mm nominal outer dia Pipes | item484 | 14 | Mtr. |  |  |  | Excess(+) | 1 | Full Conversion | INR |  | 0 |  |  |  | 0 | 0 |  | 0 | 0 | [30 empty] | 0 | 0 | INR Zero Only | 5.84 | 65 mm nominal outer dia Pipes | item484 | 14 | Mtr.
5.85 | Providing and fixing Chlorinated Polyvinyl Chloride (CPVC) pipes, having thermal stability for hot & cold water supply, including all CPVC plain & brass threaded fittings, i/c fixing the pipe with clamps at 1.00 m spacing. This includes jointing of pipes & fittings with one step CPVC solvent cement and the cost of cutting chases and making good the same including testing of joints complete as per direction of Engineer in Charge. | item485 | 2 | sqm |  |  |  | Excess(+) | 1 | Full Conversion | INR |  | 0 |  |  |  | 0 | 0 |  | 0 | 0 | [30 empty] | 0 | 0 | INR Zero Only | 5.85 | Providing and fixing Chlorinated Polyvinyl Chloride (CPVC) pipes, having thermal stability for hot & cold water supply, including all CPVC plain & brass threaded fittings, i/c fixing the pipe with clamps at 1.00 m spacing. This includes jointing of pipes & fittings with one step CPVC solvent cement and the cost of cutting chases and making good the same including testing of joints complete as per direction of Engineer in Charge. | item485 | 2 | sqm
5.86 | Concealed work, including cutting chases and making good the walls etc. | item486 | 2 | Mtr. |  |  |  | Excess(+) | 1 | Full Conversion | INR |  | 0 |  |  |  | 0 | 0 |  | 0 | 0 | [30 empty] | 0 | 0 | INR Zero Only | 5.86 | Concealed work, including cutting chases and making good the walls etc. | item486 | 2 | Mtr.
5.87 | 15 mm nominal outer dia Pipes | item487 | 470 | mtr |  |  |  | Excess(+) | 1 | Full Conversion | INR |  | 0 |  |  |  | 0 | 0 |  | 0 | 0 | [30 empty] | 0 | 0 | INR Zero Only | 5.87 | 15 mm nominal outer dia Pipes | item487 | 470 | mtr
5.88 | 20 mm nominal outer dia Pipes | item488 | 742 | mtr |  |  |  | Excess(+) | 1 | Full Conversion | INR |  | 0 |  |  |  | 0 | 0 |  | 0 | 0 | [30 empty] | 0 | 0 | INR Zero Only | 5.88 | 20 mm nominal outer dia Pipes | item488 | 742 | mtr
5.89 | 25 mm nominal outer dia Pipes | item489 | 2 | mtr |  |  |  | Excess(+) | 1 | Full Conversion | INR |  | 0 |  |  |  | 0 | 0 |  | 0 | 0 | [30 empty] | 0 | 0 | INR Zero Only | 5.89 | 25 mm nominal outer dia Pipes | item489 | 2 | mtr
5.9 | Providing and fixing Chlorinated Polyvinyl Chloride (CPVC) pipes, having thermal stability for hot & cold water supply including all CPVC plain & brass threaded fittings This includes jointing of pipes & fittings with one step CPVC solvent cement, trenching, refilling & testing of joints complete as per direction of Engineer in Charge. | item490 | 2 | nos |  |  |  | Excess(+) | 1 | Full Conversion | INR |  | 0 |  |  |  | 0 | 0 |  | 0 | 0 | [30 empty] | 0 | 0 | INR Zero Only | 5.9 | Providing and fixing Chlorinated Polyvinyl Chloride (CPVC) pipes, having thermal stability for hot & cold water supply including all CPVC plain & brass threaded fittings This includes jointing of pipes & fittings with one step CPVC solvent cement, trenching, refilling & testing of joints complete as per direction of Engineer in Charge. | item490 | 2 | nos
5.91 | Supply,Installation, Testing and Commissioning of 9 mm thick closed cell nitrile rubber of density 40-60 kg/cm2 with one sided factory fabricated covered glass cloth with lag coating over hot water supply water pipes sticked properly with SR-998 solution in wall chase and filling the wall chase as per manufature's specifications for hot water insulation. (Internal work : inside the wall) | item491 | 2 | Nos. |  |  |  | Excess(+) | 1 | Full Conversion | INR |  | 0 |  |  |  | 0 | 0 |  | 0 | 0 | [30 empty] | 0 | 0 | INR Zero Only | 5.91 | Supply,Installation, Testing and Commissioning of 9 mm thick closed cell nitrile rubber of density 40-60 kg/cm2 with one sided factory fabricated covered glass cloth with lag coating over hot water supply water pipes sticked properly with SR-998 solution in wall chase and filling the wall chase as per manufature's specifications for hot water insulation. (Internal work : inside the wall) | item491 | 2 | Nos.
5.92 | 20 mm dia | item492 | 180 | mtr |  |  |  | Excess(+) | 1 | Full Conversion | INR |  | 0 |  |  |  | 0 | 0 |  | 0 | 0 | [30 empty] | 0 | 0 | INR Zero Only | 5.92 | 20 mm dia | item492 | 180 | mtr
5.93 | 25 mm dia | item493 | 84 | mtr |  |  |  | Excess(+) | 1 | Full Conversion | INR |  | 0 |  |  |  | 0 | 0 |  | 0 | 0 | [30 empty] | 0 | 0 | INR Zero Only | 5.93 | 25 mm dia | item493 | 84 | mtr
5.94 | 32 mm dia | item494 | 110 | mtr |  |  |  | Excess(+) | 1 | Full Conversion | INR |  | 0 |  |  |  | 0 | 0 |  | 0 | 0 | [30 empty] | 0 | 0 | INR Zero Only | 5.94 | 32 mm dia | item494 | 110 | mtr
5.95 | 40 mm dia | item495 | 10 | mtr |  |  |  | Excess(+) | 1 | Full Conversion | INR |  | 0 |  |  |  | 0 | 0 |  | 0 | 0 | [30 empty] | 0 | 0 | INR Zero Only | 5.95 | 40 mm dia | item495 | 10 | mtr
5.96 | 50 mm dia | item496 | 210 | mtr |  |  |  | Excess(+) | 1 | Full Conversion | INR |  | 0 |  |  |  | 0 | 0 |  | 0 | 0 | [30 empty] | 0 | 0 | INR Zero Only | 5.96 | 50 mm dia | item496 | 210 | mtr
5.97 | 65 mm dia | item497 | 14 | mtr |  |  |  | Excess(+) | 1 | Full Conversion | INR |  | 0 |  |  |  | 0 | 0 |  | 0 | 0 | [30 empty] | 0 | 0 | INR Zero Only | 5.97 | 65 mm dia | item497 | 14 | mtr
5.98 | Supply, installation, testing & commissioning of gunmetal, male or female threaded Ball valve rating PN 10, with necessary specials, union, nipples etc., to complete the job. | item498 | 2 | Nos. |  |  |  | Excess(+) | 1 | Full Conversion | INR |  | 0 |  |  |  | 0 | 0 |  | 0 | 0 | [30 empty] | 0 | 0 | INR Zero Only | 5.98 | Supply, installation, testing & commissioning of gunmetal, male or female threaded Ball valve rating PN 10, with necessary specials, union, nipples etc., to complete the job. | item498 | 2 | Nos.
5.99 | 15mm dia. | item499 | 16 | Nos. |  |  |  | Excess(+) | 1 | Full Conversion | INR |  | 0 |  |  |  | 0 | 0 |  | 0 | 0 | [30 empty] | 0 | 0 | INR Zero Only | 5.99 | 15mm dia. | item499 | 16 | Nos.
6 | 20mm dia. | item500 | 4 | Nos. |  |  |  | Excess(+) | 1 | Full Conversion | INR |  | 0 |  |  |  | 0 | 0 |  | 0 | 0 | [30 empty] | 0 | 0 | INR Zero Only | 6 | 20mm dia. | item500 | 4 | Nos.
6.01 | 25mm dia. | item501 | 2 | Nos. |  |  |  | Excess(+) | 1 | Full Conversion | INR |  | 0 |  |  |  | 0 | 0 |  | 0 | 0 | [30 empty] | 0 | 0 | INR Zero Only | 6.01 | 25mm dia. | item501 | 2 | Nos.
6.02 | 32mm dia. | item502 | 52 | Nos. |  |  |  | Excess(+) | 1 | Full Conversion | INR |  | 0 |  |  |  | 0 | 0 |  | 0 | 0 | [30 empty] | 0 | 0 | INR Zero Only | 6.02 | 32mm dia. | item502 | 52 | Nos.
6.03 | 40mm dia. | item503 | 14 | Nos. |  |  |  | Excess(+) | 1 | Full Conversion | INR |  | 0 |  |  |  | 0 | 0 |  | 0 | 0 | [30 empty] | 0 | 0 | INR Zero Only | 6.03 | 40mm dia. | item503 | 14 | Nos.
6.04 | 50mm dia. | item504 | 18 | nos |  |  |  | Excess(+) | 1 | Full Conversion | INR |  | 0 |  |  |  | 0 | 0 |  | 0 | 0 | [30 empty] | 0 | 0 | INR Zero Only | 6.04 | 50mm dia. | item504 | 18 | nos
6.05 | Supply, installation, testing & commissioning of CI body Butterfly valve rating PN 16, with necessary specials, union, nipples,PVC flanges etc., to complete the job. | item505 | 2 | Nos. |  |  |  | Excess(+) | 1 | Full Conversion | INR |  | 0 |  |  |  | 0 | 0 |  | 0 | 0 | [30 empty] | 0 | 0 | INR Zero Only | 6.05 | Supply, installation, testing & commissioning of CI body Butterfly valve rating PN 16, with necessary specials, union, nipples,PVC flanges etc., to complete the job. | item505 | 2 | Nos.
6.06 | 65mm dia. | item506 | 2 | each |  |  |  | Excess(+) | 1 | Full Conversion | INR |  | 0 |  |  |  | 0 | 0 |  | 0 | 0 | [30 empty] | 0 | 0 | INR Zero Only | 6.06 | 65mm dia. | item506 | 2 | each
6.07 | 80mm dia. | item507 | 2 | each |  |  |  | Excess(+) | 1 | Full Conversion | INR |  | 0 |  |  |  | 0 | 0 |  | 0 | 0 | [30 empty] | 0 | 0 | INR Zero Only | 6.07 | 80mm dia. | item507 | 2 | each
6.08 | Supply, Installation, Testing and Commissioning of 15 mm dia.Auto air vent with ball valves of rating PN-10 | item508 | 20 | Nos. |  |  |  | Excess(+) | 1 | Full Conversion | INR |  | 0 |  |  |  | 0 | 0 |  | 0 | 0 | [30 empty] | 0 | 0 | INR Zero Only | 6.08 | Supply, Installation, Testing and Commissioning of 15 mm dia.Auto air vent with ball valves of rating PN-10 | item508 | 20 | Nos.
6.09 | Supply, Installation, Testing and Commissioning of Dial type 6" dia Temprature Gauge ( range 0-50 degree C) set with thermowell with red oil filled in for temperature transfer of approved make & best quality. | item509 | 16 | Nos. |  |  |  | Excess(+) | 1 | Full Conversion | INR |  | 0 |  |  |  | 0 | 0 |  | 0 | 0 | [30 empty] | 0 | 0 | INR Zero Only | 6.09 | Supply, Installation, Testing and Commissioning of Dial type 6" dia Temprature Gauge ( range 0-50 degree C) set with thermowell with red oil filled in for temperature transfer of approved make & best quality. | item509 | 16 | Nos.
6.1 | Supply, Installation, Testing and Commissioning of Dial type 6" dia Pressure Gauge ( range 0-15 kg/cm2) set with siphon tubing and pet cock of approved make & best quality. | item510 | 40 | Nos. |  |  |  | Excess(+) | 1 | Full Conversion | INR |  | 0 |  |  |  | 0 | 0 |  | 0 | 0 | [30 empty] | 0 | 0 | INR Zero Only | 6.1 | Supply, Installation, Testing and Commissioning of Dial type 6" dia Pressure Gauge ( range 0-15 kg/cm2) set with siphon tubing and pet cock of approved make & best quality. | item510 | 40 | Nos.
6.11 | Supply, Installation, Testing and Commissioning of brass body float valve for all water tanks with necessary flanges , nut , bolts etc. | item511 | 6 | Nos. |  |  |  | Excess(+) | 1 | Full Conversion | INR |  | 0 |  |  |  | 0 | 0 |  | 0 | 0 | [30 empty] | 0 | 0 | INR Zero Only | 6.11 | Supply, Installation, Testing and Commissioning of brass body float valve for all water tanks with necessary flanges , nut , bolts etc. | item511 | 6 | Nos.
6.12 | 50mm dia. | item512 | 6 | Nos. |  |  |  | Excess(+) | 1 | Full Conversion | INR |  | 0 |  |  |  | 0 | 0 |  | 0 | 0 | [30 empty] | 0 | 0 | INR Zero Only | 6.12 | 50mm dia. | item512 | 6 | Nos.
6.13 | EXTERNAL SEWER LAYOUT | [53 empty] | 6.13 | EXTERNAL SEWER LAYOUT
6.14 | Constructing brick masonry manhole in cement mortar 1:4 ( 1 cement 1.5 coarse sand (zone- III) : 3 graded stone aggregate 20 mm nominal size), foundation concrete 1:4:8 mix (1 cement : 4 coarse sand (zone- III) : 8 graded stone aggregate 40 mm nominal size), inside plastering 12 mm thick with cement mortar 1:3 (1 cement : 3 coarse sand) finished with floating coat of neat cement and making channels in cement concrete 1:2:4 (1 cement : 2 coarse sand : 4 graded stone aggregate 20 mm nominal size) finished with a floating coat of neat cement complete as per standard design : | item514 | 8 | Nos. |  |  |  | Excess(+) | 1 | Full Conversion | INR |  | 0 |  |  |  | 0 | 0 |  | 0 | 0 | [30 empty] | 0 | 0 | INR Zero Only | 6.14 | Constructing brick masonry manhole in cement mortar 1:4 ( 1 cement 1.5 coarse sand (zone- III) : 3 graded stone aggregate 20 mm nominal size), foundation concrete 1:4:8 mix (1 cement : 4 coarse sand (zone- III) : 8 graded stone aggregate 40 mm nominal size), inside plastering 12 mm thick with cement mortar 1:3 (1 cement : 3 coarse sand) finished with floating coat of neat cement and making channels in cement concrete 1:2:4 (1 cement : 2 coarse sand : 4 graded stone aggregate 20 mm nominal size) finished with a floating coat of neat cement complete as per standard design : | item514 | 8 | Nos.
6.15 | Inside size 90x80 cm and 45 cm deep including C.I. cover with frame (light duty) 455x610 mm internal dimensions, total weight of cover and frame to be not less than 38 kg (weight of cover 23 kg and weight of frame 15 kg) : | item515 | 50 | Nos. |  |  |  | Excess(+) | 1 | Full Conversion | INR |  | 0 |  |  |  | 0 | 0 |  | 0 | 0 | [30 empty] | 0 | 0 | INR Zero Only | 6.15 | Inside size 90x80 cm and 45 cm deep including C.I. cover with frame (light duty) 455x610 mm internal dimensions, total weight of cover and frame to be not less than 38 kg (weight of cover 23 kg and weight of frame 15 kg) : | item515 | 50 | Nos.
6.16 | With common burnt clay F.P.S. (non modular)bricks of class designation 7.5 | item516 | 66 | Nos. |  |  |  | Excess(+) | 1 | Full Conversion | INR |  | 0 |  |  |  | 0 | 0 |  | 0 | 0 | [30 empty] | 0 | 0 | INR Zero Only | 6.16 | With common burnt clay F.P.S. (non modular)bricks of class designation 7.5 | item516 | 66 | Nos.
6.17 | Extra for depth for manholes : | item517 | 186 | Nos. |  |  |  | Excess(+) | 1 | Full Conversion | INR |  | 0 |  |  |  | 0 | 0 |  | 0 | 0 | [30 empty] | 0 | 0 | INR Zero Only | 6.17 | Extra for depth for manholes : | item517 | 186 | Nos.
6.18 | Inside size 120x90 cm and 90 cm deep including C.I. cover with frame (medium duty) 500 mm internal diameter, total weight of cover and frame to be not less than 116 kg (weight of cover 58 kg and weight of frame 58 kg) : | item518 | 66 | Nos. |  |  |  | Excess(+) | 1 | Full Conversion | INR |  | 0 |  |  |  | 0 | 0 |  | 0 | 0 | [30 empty] | 0 | 0 | INR Zero Only | 6.18 | Inside size 120x90 cm and 90 cm deep including C.I. cover with frame (medium duty) 500 mm internal diameter, total weight of cover and frame to be not less than 116 kg (weight of cover 58 kg and weight of frame 58 kg) : | item518 | 66 | Nos.
6.19 | With common burnt clay F.P.S. (non modular)bricks of class designation 7.5 | item519 | 12 | Nos. |  |  |  | Excess(+) | 1 | Full Conversion | INR |  | 0 |  |  |  | 0 | 0 |  | 0 | 0 | [30 empty] | 0 | 0 | INR Zero Only | 6.19 | With common burnt clay F.P.S. (non modular)bricks of class designation 7.5 | item519 | 12 | Nos.
6.2 | With Sewer bricks conforming to IS : 4885 | item520 | 6 | Nos. |  |  |  | Excess(+) | 1 | Full Conversion | INR |  | 0 |  |  |  | 0 | 0 |  | 0 | 0 | [30 empty] | 0 | 0 | INR Zero Only | 6.2 | With Sewer bricks conforming to IS : 4885 | item520 | 6 | Nos.
6.21 | Supplying and fixing C.I. cover without frame for manholes | item521 | 36 | Nos. |  |  |  | Excess(+) | 1 | Full Conversion | INR |  | 0 |  |  |  | 0 | 0 |  | 0 | 0 | [30 empty] | 0 | 0 | INR Zero Only | 6.21 | Supplying and fixing C.I. cover without frame for manholes | item521 | 36 | Nos.
6.22 | 560 mm diameter C.I. cover (heavy duty) the weight of the cover to be not less than 108 kg | item522 | 110 | Nos. |  |  |  | Excess(+) | 1 | Full Conversion | INR |  | 0 |  |  |  | 0 | 0 |  | 0 | 0 | [30 empty] | 0 | 0 | INR Zero Only | 6.22 | 560 mm diameter C.I. cover (heavy duty) the weight of the cover to be not less than 108 kg | item522 | 110 | Nos.
6.23 | Supplying and fixing C.I. cover 300x300 mm without frame for gully trap (standard pattern) the weight of cover to be not less than 4.5 kg | item523 | 230 | Nos. |  |  |  | Excess(+) | 1 | Full Conversion | INR |  | 0 |  |  |  | 0 | 0 |  | 0 | 0 | [30 empty] | 0 | 0 | INR Zero Only | 6.23 | Supplying and fixing C.I. cover 300x300 mm without frame for gully trap (standard pattern) the weight of cover to be not less than 4.5 kg | item523 | 230 | Nos.
6.24 | Constructing brick masonry road gully chamber 45x45x77.5 cm with bricks in cement mortar 1:4 (1 cement : 4 coarse sand ) with precast R.C.C. vertical grating complete as per standard design : | item524 | 70 | Nos. |  |  |  | Excess(+) | 1 | Full Conversion | INR |  | 0 |  |  |  | 0 | 0 |  | 0 | 0 | [30 empty] | 0 | 0 | INR Zero Only | 6.24 | Constructing brick masonry road gully chamber 45x45x77.5 cm with bricks in cement mortar 1:4 (1 cement : 4 coarse sand ) with precast R.C.C. vertical grating complete as per standard design : | item524 | 70 | Nos.
6.25 | With common burnt clay F.P.S. (non modular) bricks of class designation 7.5 | item525 | 16 | Nos. |  |  |  | Excess(+) | 1 | Full Conversion | INR |  | 0 |  |  |  | 0 | 0 |  | 0 | 0 | [30 empty] | 0 | 0 | INR Zero Only | 6.25 | With common burnt clay F.P.S. (non modular) bricks of class designation 7.5 | item525 | 16 | Nos.
6.26 | Supply, Installation, Testing and Commissioning of central Skid mounted drinking RO water plant of capacity 700 LPH flow with unit duly complete with all the RO membrane, FRP tanks,good quality Filter,UV membrane,high pressure RO water supply pump with all necessary valve station and control etc.,interconnecting piping, ancillories etc. to provide contamination free, odourless, and of TDS not more than 50 ppm , .SS-304 mixing tank ,5000 Ltr. cap. SS-304 RO storage water tank ( 4 hours storage ), drain valve,pressure gauges, float valve ,ball valve ,necessary valve stations.interlocking ,Star delta/DOL Starter panel,power & control cabling from pump motor to pump starter panel ,cable trays, glands, cable dressing etc and wiring upto 20 mtr. shall be inclusive in the cost.All shall be as mentioned in technical specifications. | item526 | 4 | Nos. |  |  |  | Excess(+) | 1 | Full Conversion | INR |  | 0 |  |  |  | 0 | 0 |  | 0 | 0 | [30 empty] | 0 | 0 | INR Zero Only | 6.26 | Supply, Installation, Testing and Commissioning of central Skid mounted drinking RO water plant of capacity 700 LPH flow with unit duly complete with all the RO membrane, FRP tanks,good quality Filter,UV membrane,high pressure RO water supply pump with all necessary valve station and control etc.,interconnecting piping, ancillories etc. to provide contamination free, odourless, and of TDS not more than 50 ppm , .SS-304 mixing tank ,5000 Ltr. cap. SS-304 RO storage water tank ( 4 hours storage ), drain valve,pressure gauges, float valve ,ball valve ,necessary valve stations.interlocking ,Star delta/DOL Starter panel,power & control cabling from pump motor to pump starter panel ,cable trays, glands, cable dressing etc and wiring upto 20 mtr. shall be inclusive in the cost.All shall be as mentioned in technical specifications. | item526 | 4 | Nos.
6.27 | Suppying, installing, testing and commissioing of Inline centrifugal water booster pumps with self priming monoblock pumps driven by 230/240 V AC, 1 phase, 50HZ., motor running and shall be supplied with all accessories viz., base plate , power & control cabling from pump motor to nearest switch socket with cable dressing etc and wiring upto 25 mtr. shall be inclusive in the cost. | item527 | 4 | Nos. |  |  |  | Excess(+) | 1 | Full Conversion | INR |  | 0 |  |  |  | 0 | 0 |  | 0 | 0 | [30 empty] | 0 | 0 | INR Zero Only | 6.27 | Suppying, installing, testing and commissioing of Inline centrifugal water booster pumps with self priming monoblock pumps driven by 230/240 V AC, 1 phase, 50HZ., motor running and shall be supplied with all accessories viz., base plate , power & control cabling from pump motor to nearest switch socket with cable dressing etc and wiring upto 25 mtr. shall be inclusive in the cost. | item527 | 4 | Nos.
6.28 | 300 lpm at 25 m Head(1W+1S) | item528 | 2 | set |  |  |  | Excess(+) | 1 | Full Conversion | INR |  | 0 |  |  |  | 0 | 0 |  | 0 | 0 | [30 empty] | 0 | 0 | INR Zero Only | 6.28 | 300 lpm at 25 m Head(1W+1S) | item528 | 2 | set
Total in Figures | [51 empty] | 0 | 0 | INR Zero Only |  |  |  |  | 4 | Construction of chamber for 100mm sluice plates | item5 | 10 | Nos
Quoted Rate in Figures |  |  |  | Select | [7 empty] | % | [39 empty] | 0 | 0 | Zero Only
Quoted Rate in Words |  | INR Zero Only
Note on K13: gepadmin: 1. If you choose "Full Conversion" then Column BA (AMOUNT) and Column BB (TAXES) BOTH values will be convert based on selected Currency in (Column L). 2. If you choose "Partial Conversion" then Column BA (AMOUNT) only will be converted based on selected currency (Column L) and Column BB (TAXES) value (INR) will be added to the converted values.

## Macros
Please Enable Macros to View BoQ information