## BoQ1 (hidden)
Percentage BoQ
BoQ_Ver3.1 | Percentage | Normal | INR Only | INR
Select, At Par, Excess (+), Less (-) |  | IOCL
Tender Inviting Authority: Dean of Infrastructure and Planning, IIT Kanpur
Name of Work: Setting right of various type vacant houses (Two no’s of type-VI, Five no’s of type-IV & Five no’s of type-III) and renovation of house no 4082,498 and 607. (SH: Civil work & Electrical work).
Contract No: 40/C/D2/2022-23/01
Name of the Bidder/ Bidding Firm / Company :
PRICE SCHEDULE (This BOQ template must not be modified/replaced by the bidder and the same should be uploaded after filling the relevant columns, else the bidder is liable to be rejected for this tender. Bidders are allowed to enter the Bidder Name and Values only )
NUMBER # | TEXT # | TEXT # | NUMBER # | TEXT # | NUMBER | NUMBER | TEXT | TEXT # | NUMBER # | TEXT# | TEXT # | NUMBER # | NUMBER | NUMBER | NUMBER | NUMBER | TEXT | TEXT | NUMBER | NUMBER | NUMBER | NUMBER | TEXT | TEXT | NUMBER | NUMBER | NUMBER | NUMBER | TEXT | TEXT | NUMBER | NUMBER | NUMBER | NUMBER | TEXT | TEXT | NUMBER | NUMBER | NUMBER | NUMBER | TEXT | TEXT | NUMBER | NUMBER | NUMBER # | NUMBER # | TEXT | TEXT | NUMBER # | NUMBER # | DATE | NUMBER # | NUMBER # | TEXT #
Sl. No. | Item Description | Item Code / Make | Quantity | Units | Estimated Rate in Rs. P |  |  | Addition / Deduction | Addition / Deduction Values | Currency Convertion against each Item | Quoted Currency in INR / Other Currency | BASIC RATE In Figures To be entered by the Bidder Rs. P | Excise Duty | VAT | Freight Charges ( Unloading & Stacking) | Any Other Taxes/Duties/Levies |  |  | Other Taxes 2 | IIIrd Party i.e DGS&D / RITES etc Inspection Charges @0.34%+Service Tax | Less for Cenvat Credit,if any respect of Supplies Under full Excise Duty Category | [30 empty] | TOTAL AMOUNT in Rs. P | TOTAL AMOUNT With Taxes | TOTAL AMOUNT In Words
1 | 2 | 3 | 4 | 5 | 6 | 7 | 8 | 9 | 10 | 11 | 12 | 13 | 14 | 15 | 16 | 17 | 18 | 19 | 20 | 21 | 22 | 23 | 24 | 25 | 26 | 27 | 28 | 29 | 30 | 31 | 32 | 33 | 34 | 35 | 36 | 37 | 38 | 39 | 40 | 41 | 42 | 43 | 44 | 45 | 46 | 47 | 48 | 49 | 50 | 51 | 52 | 7 | 54 | 8
1.01 | Civil Component | [53 empty] | 1.01 | Civil Component
1.02 | Carriage of Materials | item no.1 | [52 empty] | 1.02 | Carriage of Materials | item no.1 |  |  | Construction of chamber for 100mm sluices valve | item1 | 10 | 1 Nos
1.03 | By Mechanical Transport including loading,unloading and stacking | item no.2 | [52 empty] | 1.03 | By Mechanical Transport including loading,unloading and stacking | item no.2 |  |  | Supplying, Conveying and fixing spls. Including eart | item1 | 123.223 | Nos
1.04 | Lime, moorum, building rubbish Lead - 2 km | item no.3 | 133 | cum | 143.07 |  |  | Excess(+) | 1 | Full Conversion | INR | [40 empty] | 19028 | 19028 | INR Nineteen Thousand &Twenty Eight Only | 1.04 | Lime, moorum, building rubbish Lead - 2 km | item no.3 | 133 | cum | Construction of chamber for 100mm sluice plates | item2 | 213 | Nos
1.05 | EARTH WORK | item no.4 | [52 empty] | 1.05 | EARTH WORK | item no.4
1.06 | Earth work in excavation by mechanical means (Hydraulic excavator) / manual means in foundation trenches or drains (not exceeding 1.5 m in width or 10 sqm on plan), including dressing of sides and ramming of bottoms, lift upto 1.5 m, including getting out the excavated soil and disposal of surplus excavated soil as directed, within a lead of 50 m. | item no.5 | [52 empty] | 1.06 | Earth work in excavation by mechanical means (Hydraulic excavator) / manual means in foundation trenches or drains (not exceeding 1.5 m in width or 10 sqm on plan), including dressing of sides and ramming of bottoms, lift upto 1.5 m, including getting out the excavated soil and disposal of surplus excavated soil as directed, within a lead of 50 m. | item no.5
1.07 | All kinds of soil. | item no.6 | 26.88 | cum | 251.51 |  |  | Excess(+) | 1 | Full Conversion | INR | [40 empty] | 6761 | 6761 | INR Six Thousand Seven Hundred & Sixty One Only | 1.07 | All kinds of soil. | item no.6 | 26.88 | cum
1.08 | Excavating trenches of required width for pipes, cables, etc including excavation for sockets, and dressing of sides, ramming of bottoms, depth upto 1.5 m, including getting out the excavated soil, and then returning the soil as required, in layers not exceeding 20 cm in depth, including consolidating each deposited layer by ramming, watering, etc. and disposing of surplus excavated soil as directed, within a lead of 50 m : | item no.7 | [52 empty] | 1.08 | Excavating trenches of required width for pipes, cables, etc including excavation for sockets, and dressing of sides, ramming of bottoms, depth upto 1.5 m, including getting out the excavated soil, and then returning the soil as required, in layers not exceeding 20 cm in depth, including consolidating each deposited layer by ramming, watering, etc. and disposing of surplus excavated soil as directed, within a lead of 50 m : | item no.7
1.09 | All kinds of soil | item no.8 | [52 empty] | 1.09 | All kinds of soil | item no.8 |  |  | Construction of chamber for 100mm sluices valve | item3 | 10 | Nos
1.1 | Pipes, cables etc. exceeding 80 mm dia. But not exceeding 300 mm dia | item no.9 | 16 | metre | 365.93 |  |  | Excess(+) | 1 | Full Conversion | INR | [40 empty] | 5855 | 5855 | INR Five Thousand Eight Hundred & Fifty Five Only | 1.1 | Pipes, cables etc. exceeding 80 mm dia. But not exceeding 300 mm dia | item no.9 | 16 | metre
1.11 | Supplying and filling in plinth with sand under floors, including watering, ramming, consolidating and dressing complete. | item no.10 | 9.25 | cum | 1894.95 |  |  | Excess(+) | 1 | Full Conversion | INR | [40 empty] | 17528 | 17528 | INR Seventeen Thousand Five Hundred & Twenty Eight Only | 1.11 | Supplying and filling in plinth with sand under floors, including watering, ramming, consolidating and dressing complete. | item no.10 | 9.25 | cum | Supplying, Conveying and fixing spls. Including eart | item1 | 123.223 | Nos
1.12 | Excavating holes more than 0.10 cum & upto 0.5 cum including getting out the excavated soil, then returning the soil as required in layers not exceeding 20cm in depth, including consolidating each deposited layer by ramming, watering etc, disposing of surplus excavated soil, as directed within a lead of 50 m and lift upto 1.5 m. | item no.11 | [52 empty] | 1.12 | Excavating holes more than 0.10 cum & upto 0.5 cum including getting out the excavated soil, then returning the soil as required in layers not exceeding 20cm in depth, including consolidating each deposited layer by ramming, watering etc, disposing of surplus excavated soil, as directed within a lead of 50 m and lift upto 1.5 m. | item no.11 |  |  | Supplying, Conveying and fixing spls. Including ea | item4 | 10 | Nos
1.13 | All kinds of soil | item no.12 | 25 | each | 78.82 |  |  | Excess(+) | 1 | Full Conversion | INR | [40 empty] | 1971 | 1971 | INR One Thousand Nine Hundred & Seventy One Only | 1.13 | All kinds of soil | item no.12 | 25 | each
1.14 | Supplying chemical emulsion in sealed containers including delivery as specified. | item no.13 | [52 empty] | 1.14 | Supplying chemical emulsion in sealed containers including delivery as specified. | item no.13 |  |  | Construction of chamber for 100mm sluice plates | item2 | 213 | Nos
1.15 | Chlorpyriphos emulsifiable concentrate of 20% | item no.14 | 160 | litre | 176.15 |  |  | Excess(+) | 1 | Full Conversion | INR | [40 empty] | 28184 | 28184 | INR Twenty Eight Thousand One Hundred & Eighty Four Only | 1.15 | Chlorpyriphos emulsifiable concentrate of 20% | item no.14 | 160 | litre
1.16 | CEMENT CONCRETE (CAST IN SITU) | item no.15 | [52 empty] | 1.16 | CEMENT CONCRETE (CAST IN SITU) | item no.15
1.17 | Providing and laying in position cement concrete of specified grade excluding the cost of centering and shuttering - All work up to plinth level : | item no.16 | [52 empty] | 1.17 | Providing and laying in position cement concrete of specified grade excluding the cost of centering and shuttering - All work up to plinth level : | item no.16
1.18 | 1:2:4 (1 cement : 2 coarse sand (zone-III) derived from natural sources : 4 graded stone aggregate 20 mm nominal size derived from natural sources) | item no.17 | 20.08 | cum | 6457.82 |  |  | Excess(+) | 1 | Full Conversion | INR | [40 empty] | 129673 | 129673 | INR One Lakh Twenty Nine Thousand Six Hundred & Seventy Three Only | 1.18 | 1:2:4 (1 cement : 2 coarse sand (zone-III) derived from natural sources : 4 graded stone aggregate 20 mm nominal size derived from natural sources) | item no.17 | 20.08 | cum
1.19 | Centering and shuttering including strutting, propping etc. and removal of form work for : | item no.18 | [52 empty] | 1.19 | Centering and shuttering including strutting, propping etc. and removal of form work for : | item no.18
1.2 | Foundations, footings, bases for columns | item no.19 | 20.75 | sqm | 270.01 |  |  | Excess(+) | 1 | Full Conversion | INR | [40 empty] | 5603 | 5603 | INR Five Thousand Six Hundred & Three Only | 1.2 | Foundations, footings, bases for columns | item no.19 | 20.75 | sqm
1.21 | Making plinth protection 50mm thick of cement concrete 1:3:6 (1 cement : 3 coarse sand (zone-III) derived from natural sources : 6 graded stone aggregate 20 mm nominal size derived from natural sources) over 75mm thick bed of dry brick ballast 40 mm nominal size, well rammed and consolidated and grouted with fine sand, including necessary excavation, levelling & dressing & finishing the top smooth. | item no.20 | 42.33 | sqm | 597.67 |  |  | Excess(+) | 1 | Full Conversion | INR | [40 empty] | 25299 | 25299 | INR Twenty Five Thousand Two Hundred & Ninety Nine Only | 1.21 | Making plinth protection 50mm thick of cement concrete 1:3:6 (1 cement : 3 coarse sand (zone-III) derived from natural sources : 6 graded stone aggregate 20 mm nominal size derived from natural sources) over 75mm thick bed of dry brick ballast 40 mm nominal size, well rammed and consolidated and grouted with fine sand, including necessary excavation, levelling & dressing & finishing the top smooth. | item no.20 | 42.33 | sqm
1.22 | REINFORCED CEMENT CONCRETE | item no.21 | [52 empty] | 1.22 | REINFORCED CEMENT CONCRETE | item no.21
1.23 | Reinforced cement concrete work in walls (any thickness), including attached pilasters, buttresses, plinth and string courses, fillets, columns, pillars, piers, abutments, posts and struts etc. above plinth level up to floor five level, excluding cost of centering, shuttering, finishing and reinforcement : | item no.22 | [52 empty] | 1.23 | Reinforced cement concrete work in walls (any thickness), including attached pilasters, buttresses, plinth and string courses, fillets, columns, pillars, piers, abutments, posts and struts etc. above plinth level up to floor five level, excluding cost of centering, shuttering, finishing and reinforcement : | item no.22
1.24 | 1:1.5:3 (1 cement : 1.5 coarse sand(zone-III) derived from natu- ral sources : 3 graded stone aggregate 20 mm nominal size derived from natural sources) | item no.23 | 2.29 | cum | 8930.33 |  |  | Excess(+) | 1 | Full Conversion | INR | [40 empty] | 20450 | 20450 | INR Twenty Thousand Four Hundred & Fifty Only | 1.24 | 1:1.5:3 (1 cement : 1.5 coarse sand(zone-III) derived from natu- ral sources : 3 graded stone aggregate 20 mm nominal size derived from natural sources) | item no.23 | 2.29 | cum
1.25 | Reinforced cement concrete work in beams, suspended floors, roofs having slope up to 15° landings, balconies, shelves, chajjas, lintels, bands, plain window sills, staircases and spiral stair cases above plinth level up to floor five level, excluding the cost of centering, shuttering, finishing and reinforcement with 1:1.5:3 (1 cement : 1.5 coarse sand(zone-III) derived from natural sources : 3 graded stone aggregate 20 mm nominal size derived from natural sources). | item no.24 | 32.67 | cum | 9398.77 |  |  | Excess(+) | 1 | Full Conversion | INR | [40 empty] | 307058 | 307058 | INR Three Lakh Seven Thousand &Fifty Eight Only | 1.25 | Reinforced cement concrete work in beams, suspended floors, roofs having slope up to 15° landings, balconies, shelves, chajjas, lintels, bands, plain window sills, staircases and spiral stair cases above plinth level up to floor five level, excluding the cost of centering, shuttering, finishing and reinforcement with 1:1.5:3 (1 cement : 1.5 coarse sand(zone-III) derived from natural sources : 3 graded stone aggregate 20 mm nominal size derived from natural sources). | item no.24 | 32.67 | cum
1.26 | Centering and shuttering including strutting, propping etc. and removal of form for | item no.25 | [52 empty] | 1.26 | Centering and shuttering including strutting, propping etc. and removal of form for | item no.25
1.27 | Foundations, footings, bases of columns, etc. for mass concrete | item no.26 | 6.61 | sqm | 270.01 |  |  | Excess(+) | 1 | Full Conversion | INR | [40 empty] | 1785 | 1785 | INR One Thousand Seven Hundred & Eighty Five Only | 1.27 | Foundations, footings, bases of columns, etc. for mass concrete | item no.26 | 6.61 | sqm
1.28 | Walls (any thickness) including attached pilasters, butteresses, plinth and string courses etc. | item no.27 | 12.61 | sqm | 587.06 |  |  | Excess(+) | 1 | Full Conversion | INR | [40 empty] | 7403 | 7403 | INR Seven Thousand Four Hundred & Three Only | 1.28 | Walls (any thickness) including attached pilasters, butteresses, plinth and string courses etc. | item no.27 | 12.61 | sqm
1.29 | Suspended floors, roofs, landings, balconies and access platform | item no.28 | 33.44 | sqm | 672.11 |  |  | Excess(+) | 1 | Full Conversion | INR | [40 empty] | 22475 | 22475 | INR Twenty Two Thousand Four Hundred & Seventy Five Only | 1.29 | Suspended floors, roofs, landings, balconies and access platform | item no.28 | 33.44 | sqm
1.3 | Shelves (Cast in situ) | item no.29 | 66.33 | sqm | 672.11 |  |  | Excess(+) | 1 | Full Conversion | INR | [40 empty] | 44581 | 44581 | INR Forty Four Thousand Five Hundred & Eighty One Only | 1.3 | Shelves (Cast in situ) | item no.29 | 66.33 | sqm
1.31 | Stairs, (excluding landings) except spiral-staircases | item no.30 | 147.13 | sqm | 576.72 |  |  | Excess(+) | 1 | Full Conversion | INR | [40 empty] | 84853 | 84853 | INR Eighty Four Thousand Eight Hundred & Fifty Three Only | 1.31 | Stairs, (excluding landings) except spiral-staircases | item no.30 | 147.13 | sqm
1.32 | Small lintels not exceeding 1.5 m clear span, moulding as in cornices, window sills, string courses, bands, copings, bed plates, anchor blocks and the like | item no.31 | 113.21 | sqm | 270.01 |  |  | Excess(+) | 1 | Full Conversion | INR | [40 empty] | 30568 | 30568 | INR Thirty Thousand Five Hundred & Sixty Eight Only | 1.32 | Small lintels not exceeding 1.5 m clear span, moulding as in cornices, window sills, string courses, bands, copings, bed plates, anchor blocks and the like | item no.31 | 113.21 | sqm
1.33 | Steel reinforcement for R.C.C. work including straightening, cutting, bending, placing in position and binding all complete above plinth level. | item no.32 | [52 empty] | 1.33 | Steel reinforcement for R.C.C. work including straightening, cutting, bending, placing in position and binding all complete above plinth level. | item no.32
1.34 | Thermo-Mechanically Treated bars of grade Fe-500D or more. | item no.33 | 5577 | kg | 78.6 |  |  | Excess(+) | 1 | Full Conversion | INR | [40 empty] | 438352 | 438352 | INR Four Lakh Thirty Eight Thousand Three Hundred & Fifty Two Only | 1.34 | Thermo-Mechanically Treated bars of grade Fe-500D or more. | item no.33 | 5577 | kg
1.35 | Add for plaster drip course/ groove in plastered surface or moulding to R.C.C. projections. | item no.34 | 405.5 | metre | 56.72 |  |  | Excess(+) | 1 | Full Conversion | INR | [40 empty] | 23000 | 23000 | INR Twenty Three Thousand Only | 1.35 | Add for plaster drip course/ groove in plastered surface or moulding to R.C.C. projections. | item no.34 | 405.5 | metre
1.36 | MASONRY WORK | item no.35 | [52 empty] | 1.36 | MASONRY WORK | item no.35
1.37 | Brick work with common burnt clay modular bricks of class designation 7.5 in foundation and plinth in: | item no.36 | [52 empty] | 1.37 | Brick work with common burnt clay modular bricks of class designation 7.5 in foundation and plinth in: | item no.36
1.38 | Cement Mortar 1:6 (1 cement : 6 coarse sand). | item no.37 | 10.3 | cum | 4866.24 |  |  | Excess(+) | 1 | Full Conversion | INR | [40 empty] | 50122 | 50122 | INR Fifty Thousand One Hundred & Twenty Two Only | 1.38 | Cement Mortar 1:6 (1 cement : 6 coarse sand). | item no.37 | 10.3 | cum
1.39 | Brick work with common burnt clay F.P.S. (non modular) bricks of class designation 7.5 in superstructure above plinth level up to floor V level in all shapes and sizes in : | item no.38 | [52 empty] | 1.39 | Brick work with common burnt clay F.P.S. (non modular) bricks of class designation 7.5 in superstructure above plinth level up to floor V level in all shapes and sizes in : | item no.38
1.4 | Cement mortar 1:6 (1 cement : 6 coarse sand) | item no.39 | 74.9 | cum | 7267.29 |  |  | Excess(+) | 1 | Full Conversion | INR | [40 empty] | 544320 | 544320 | INR Five Lakh Forty Four Thousand Three Hundred & Twenty Only | 1.4 | Cement mortar 1:6 (1 cement : 6 coarse sand) | item no.39 | 74.9 | cum
1.41 | Half brick masonry with common burnt clay F.P.S. (non modular) bricks of class designation 7.5 in superstructure above plinth level up to floor V level. | item no.40 | [52 empty] | 1.41 | Half brick masonry with common burnt clay F.P.S. (non modular) bricks of class designation 7.5 in superstructure above plinth level up to floor V level. | item no.40
1.42 | Cement mortar 1:4 (1 cement :4 coarse sand) | item no.41 | 25 | sqm | 892.63 |  |  | Excess(+) | 1 | Full Conversion | INR | [40 empty] | 22316 | 22316 | INR Twenty Two Thousand Three Hundred & Sixteen Only | 1.42 | Cement mortar 1:4 (1 cement :4 coarse sand) | item no.41 | 25 | sqm
1.43 | Brick edging 7cm wide 11.4 cm deep to plinth protection with common burnt clay F.P.S. (non modular) bricks of class designation 7.5 including grouting with cement mortar 1:4 (1 cement : 4 fine sand). | item no.42 | 38.6 | metre | 48.92 |  |  | Excess(+) | 1 | Full Conversion | INR | [40 empty] | 1888 | 1888 | INR One Thousand Eight Hundred & Eighty Eight Only | 1.43 | Brick edging 7cm wide 11.4 cm deep to plinth protection with common burnt clay F.P.S. (non modular) bricks of class designation 7.5 including grouting with cement mortar 1:4 (1 cement : 4 fine sand). | item no.42 | 38.6 | metre
1.44 | CLADDING WORK | item no.43 | [52 empty] | 1.44 | CLADDING WORK | item no.43
1.45 | Providing and fixing 18 mm thick gang saw cut, mirror polished, premoulded and prepolished, machine cut for kitchen platforms, vanity counters, window sills, facias and similar locations of required size, approved shade, colour and texture laid over 20 mm thick base cement mortar 1:4 (1 cement : 4 coarse sand), joints treated with white cement, mixed with matching pigment, epoxy touch ups, including rubbing, curing, moulding and polishing to edges to give high gloss finish etc. complete at all levels. | item no.44 | [52 empty] | 1.45 | Providing and fixing 18 mm thick gang saw cut, mirror polished, premoulded and prepolished, machine cut for kitchen platforms, vanity counters, window sills, facias and similar locations of required size, approved shade, colour and texture laid over 20 mm thick base cement mortar 1:4 (1 cement : 4 coarse sand), joints treated with white cement, mixed with matching pigment, epoxy touch ups, including rubbing, curing, moulding and polishing to edges to give high gloss finish etc. complete at all levels. | item no.44
1.46 | Granite stone slab colour black, Cherry/Ruby red | item no.45 | [52 empty] | 1.46 | Granite stone slab colour black, Cherry/Ruby red | item no.45
1.47 | Area of slab over 0.50 sqm | item no.46 | 57.31 | sqm | 3880.18 |  |  | Excess(+) | 1 | Full Conversion | INR | [40 empty] | 222373 | 222373 | INR Two Lakh Twenty Two Thousand Three Hundred & Seventy Three Only | 1.47 | Area of slab over 0.50 sqm | item no.46 | 57.31 | sqm
1.48 | Providing and fixing Ist quality ceramic glazed wall tiles ( Size 300 X450mm) conforming to IS: 15622 (thickness to be specified by the manufacturer), of approved make, in all colours, shades except burgundy, bottle green, black of any size as approved by Engineer-in-Charge, in skirting, risers of steps and dados, over 12 mm thick bed of cement mortar 1:3 (1 cement : 3 coarse sand) and jointing with grey cement slurry @ 3.3kg per sqm, including pointing in white cement mixed with pigment of matching shade complete. | item no.47 | 424.73 | sqm | 932.44 |  |  | Excess(+) | 1 | Full Conversion | INR | [40 empty] | 396035 | 396035 | INR Three Lakh Ninety Six Thousand &Thirty Five Only | 1.48 | Providing and fixing Ist quality ceramic glazed wall tiles ( Size 300 X450mm) conforming to IS: 15622 (thickness to be specified by the manufacturer), of approved make, in all colours, shades except burgundy, bottle green, black of any size as approved by Engineer-in-Charge, in skirting, risers of steps and dados, over 12 mm thick bed of cement mortar 1:3 (1 cement : 3 coarse sand) and jointing with grey cement slurry @ 3.3kg per sqm, including pointing in white cement mixed with pigment of matching shade complete. | item no.47 | 424.73 | sqm
1.49 | WOOD AND P. V. C. WORK | item no.48 | [52 empty] | 1.49 | WOOD AND P. V. C. WORK | item no.48
1.5 | Providing wood work in frames of doors, windows, clerestory windows and other frames, wrought framed and fixed in position with hold fast lugs or with dash fasteners of required dia & length (hold fast lugs or dash fastener shall be paid for separately). | item no.49 | [52 empty] | 1.5 | Providing wood work in frames of doors, windows, clerestory windows and other frames, wrought framed and fixed in position with hold fast lugs or with dash fasteners of required dia & length (hold fast lugs or dash fastener shall be paid for separately). | item no.49
1.51 | Second class teak wood | item no.50 | 0.26 | cum | 115367.77 |  |  | Excess(+) | 1 | Full Conversion | INR | [40 empty] | 29996 | 29996 | INR Twenty Nine Thousand Nine Hundred & Ninety Six Only | 1.51 | Second class teak wood | item no.50 | 0.26 | cum
1.52 | Providing and fixing panelled or panelled and glazed shutters for doors, windows and clerestory windows, fixing with butt hinges of required size with necessary screws, excluding panelling which will be paid for separately, all complete as per direction of Engineer-in-charge. (Note:- Butt hinges and necessary screws shall be paid separately) | item no.51 | [52 empty] | 1.52 | Providing and fixing panelled or panelled and glazed shutters for doors, windows and clerestory windows, fixing with butt hinges of required size with necessary screws, excluding panelling which will be paid for separately, all complete as per direction of Engineer-in-charge. (Note:- Butt hinges and necessary screws shall be paid separately) | item no.51
1.53 | Second class teak wood | item no.52 | [52 empty] | 1.53 | Second class teak wood | item no.52
1.54 | 35 mm thick shutters | item no.53 | 3.98 | sqm | 3248.09 |  |  | Excess(+) | 1 | Full Conversion | INR | [40 empty] | 12927 | 12927 | INR Twelve Thousand Nine Hundred & Twenty Seven Only | 1.54 | 35 mm thick shutters | item no.53 | 3.98 | sqm
1.55 | Providing and fixing glazed shutters for doors, windows and clerestory windows using 4 mm thick float glass panes, including ISI marked M.S. pressed butt hinges bright finished of required size with necessary screws. | item no.54 | [52 empty] | 1.55 | Providing and fixing glazed shutters for doors, windows and clerestory windows using 4 mm thick float glass panes, including ISI marked M.S. pressed butt hinges bright finished of required size with necessary screws. | item no.54
1.56 | Second class teak wood | item no.55 | [52 empty] | 1.56 | Second class teak wood | item no.55
1.57 | 35 mm thick | item no.56 | 21.75 | sqm | 3909.16 |  |  | Excess(+) | 1 | Full Conversion | INR | [40 empty] | 85024 | 85024 | INR Eighty Five Thousand &Twenty Four Only | 1.57 | 35 mm thick | item no.56 | 21.75 | sqm
1.58 | Providing and fixing ISI marked oxidised M.S. sliding door bolts with nuts and screws etc. complete : | item no.57 | [52 empty] | 1.58 | Providing and fixing ISI marked oxidised M.S. sliding door bolts with nuts and screws etc. complete : | item no.57
1.59 | 250x16 mm | item no.58 | 37 | each | 145.46 |  |  | Excess(+) | 1 | Full Conversion | INR | [40 empty] | 5382 | 5382 | INR Five Thousand Three Hundred & Eighty Two Only | 1.59 | 250x16 mm | item no.58 | 37 | each
1.6 | Providing and fixing ISI marked oxidised M.S. tower bolt black finish, (Barrel type) with necessary screws etc. complete : | item no.59 | [52 empty] | 1.6 | Providing and fixing ISI marked oxidised M.S. tower bolt black finish, (Barrel type) with necessary screws etc. complete : | item no.59
1.61 | 200x10 mm | item no.60 | 13 | each | 53.52 |  |  | Excess(+) | 1 | Full Conversion | INR | [40 empty] | 696 | 696 | INR Six Hundred & Ninety Six Only | 1.61 | 200x10 mm | item no.60 | 13 | each
1.62 | 150x10 mm | item no.61 | 47 | each | 46.51 |  |  | Excess(+) | 1 | Full Conversion | INR | [40 empty] | 2186 | 2186 | INR Two Thousand One Hundred & Eighty Six Only | 1.62 | 150x10 mm | item no.61 | 47 | each
1.63 | 100x10 mm | item no.62 | 68 | each | 34.28 |  |  | Excess(+) | 1 | Full Conversion | INR | [40 empty] | 2331 | 2331 | INR Two Thousand Three Hundred & Thirty One Only | 1.63 | 100x10 mm | item no.62 | 68 | each
1.64 | Providing and fixing ISI marked oxidised M.S. handles conforming to IS:4992 with necessary screws etc. complete : | item no.63 | [52 empty] | 1.64 | Providing and fixing ISI marked oxidised M.S. handles conforming to IS:4992 with necessary screws etc. complete : | item no.63
1.65 | 125 mm | item no.64 | 14 | each | 30.86 |  |  | Excess(+) | 1 | Full Conversion | INR | [40 empty] | 432 | 432 | INR Four Hundred & Thirty Two Only | 1.65 | 125 mm | item no.64 | 14 | each
1.66 | 100 mm | item no.65 | 66 | each | 24.76 |  |  | Excess(+) | 1 | Full Conversion | INR | [40 empty] | 1634 | 1634 | INR One Thousand Six Hundred & Thirty Four Only | 1.66 | 100 mm | item no.65 | 66 | each
1.67 | Providing and fixing aluminium sliding door bolts, ISI marked anodised (anodic coating not less than grade AC 10 as per IS : 1868), transparent or dyed to required colour or shade, with nuts and screws etc. complete : | item no.66 | [52 empty] | 1.67 | Providing and fixing aluminium sliding door bolts, ISI marked anodised (anodic coating not less than grade AC 10 as per IS : 1868), transparent or dyed to required colour or shade, with nuts and screws etc. complete : | item no.66
1.68 | 250x16 mm | item no.67 | 15 | each | 205.96 |  |  | Excess(+) | 1 | Full Conversion | INR | [40 empty] | 3089 | 3089 | INR Three Thousand &Eighty Nine Only | 1.68 | 250x16 mm | item no.67 | 15 | each
1.69 | Providing and fixing aluminium tower bolts, ISI marked, anodised (anodic coating not less than grade AC 10 as per IS : 1868 ) transparent or dyed to required colour or shade, with necessary screws etc. complete : | item no.68 | [52 empty] | 1.69 | Providing and fixing aluminium tower bolts, ISI marked, anodised (anodic coating not less than grade AC 10 as per IS : 1868 ) transparent or dyed to required colour or shade, with necessary screws etc. complete : | item no.68
1.7 | 200x10 mm | item no.69 | 22 | each | 79.61 |  |  | Excess(+) | 1 | Full Conversion | INR | [40 empty] | 1751 | 1751 | INR One Thousand Seven Hundred & Fifty One Only | 1.7 | 200x10 mm | item no.69 | 22 | each
1.71 | 150x10 mm | item no.70 | 68 | each | 66.24 |  |  | Excess(+) | 1 | Full Conversion | INR | [40 empty] | 4504 | 4504 | INR Four Thousand Five Hundred & Four Only | 1.71 | 150x10 mm | item no.70 | 68 | each
1.72 | 100x10 mm | item no.71 | 112 | each | 51.42 |  |  | Excess(+) | 1 | Full Conversion | INR | [40 empty] | 5759 | 5759 | INR Five Thousand Seven Hundred & Fifty Nine Only | 1.72 | 100x10 mm | item no.71 | 112 | each
1.73 | Providing and fixing aluminium handles, ISI marked, anodised (anodic coating not less than grade AC 10 as per IS : 1868) transparent or dyed to required colour or shade, with necessary screws etc. complete : | item no.72 | [52 empty] | 1.73 | Providing and fixing aluminium handles, ISI marked, anodised (anodic coating not less than grade AC 10 as per IS : 1868) transparent or dyed to required colour or shade, with necessary screws etc. complete : | item no.72
1.74 | 100 mm | item no.73 | 136 | each | 46.69 |  |  | Excess(+) | 1 | Full Conversion | INR | [40 empty] | 6350 | 6350 | INR Six Thousand Three Hundred & Fifty Only | 1.74 | 100 mm | item no.73 | 136 | each
1.75 | Providing and fixing aluminium hanging floor door stopper, ISI marked, anodised (anodic coating not less than grade AC 10 as per IS : 1868) transparent or dyed to required colour and shade, with necessary screws etc. complete. | item no.74 | [52 empty] | 1.75 | Providing and fixing aluminium hanging floor door stopper, ISI marked, anodised (anodic coating not less than grade AC 10 as per IS : 1868) transparent or dyed to required colour and shade, with necessary screws etc. complete. | item no.74
1.76 | Twin rubber stopper | item no.75 | 134 | each | 54.58 |  |  | Excess(+) | 1 | Full Conversion | INR | [40 empty] | 7314 | 7314 | INR Seven Thousand Three Hundred & Fourteen Only | 1.76 | Twin rubber stopper | item no.75 | 134 | each
1.77 | Providing and fixing factory made uPVC door frame made of uPVC extruded sections having an overall dimension as below (tolerance ±1mm), with wall thickness 2.0 mm (± 0.2 mm), corners of the door frame to be Jointed with galvanized brackets and stainless steel screws, joints mitred and Plastic welded. The hinge side vertical of the frames reinforced by galvanized M.S. tube of size 19 X 19 mm and 1mm (± 0.1 mm) wall thickness and 3 nos. stainless steel hinges fixed to the frame complete as per manufacturer’s specification and direction of Engineer-in-charge | item no.76 | [52 empty] | 1.77 | Providing and fixing factory made uPVC door frame made of uPVC extruded sections having an overall dimension as below (tolerance ±1mm), with wall thickness 2.0 mm (± 0.2 mm), corners of the door frame to be Jointed with galvanized brackets and stainless steel screws, joints mitred and Plastic welded. The hinge side vertical of the frames reinforced by galvanized M.S. tube of size 19 X 19 mm and 1mm (± 0.1 mm) wall thickness and 3 nos. stainless steel hinges fixed to the frame complete as per manufacturer’s specification and direction of Engineer-in-charge | item no.76
1.78 | Extruded section profile size 48x40 mm | item no.77 | 20 | metre | 203.9 |  |  | Excess(+) | 1 | Full Conversion | INR | [40 empty] | 4078 | 4078 | INR Four Thousand &Seventy Eight Only | 1.78 | Extruded section profile size 48x40 mm | item no.77 | 20 | metre
1.79 | Providing and fixing to existing door frames. | item no.78 | [52 empty] | 1.79 | Providing and fixing to existing door frames. | item no.78
1.8 | 24 mm thick factory made PVC door shutters made of styles and rails of a uPVC hollow section of size 59x24 mm and wall thickness 2 mm (± 0.2 mm) with inbuilt edging on both sides. The styles and rails mitred and joint at the corners by means of M.S. galvanised/ plastic brackets of size 75x220 mm having wall thickness 1.0 mm and stainless steel screws. The styles of the shutter reinforced by inserting galvanised M.S. tube of size 20x20 mm and 1 mm (± 0.1 mm) wall thickness. The lock rail made up of 'H' section, a uPVC hollow section of size 100x24 mm and 2 mm (± 0.2 mm) wall thickness, fixed to the shutter styles by means of plastic/galvanised M.S. 'U' cleats. The shutter frame filled with a uPVC multi-chambered single panel of size not less than 620 mm, having over all thickness of 20 mm and 1 mm (± 0.1 mm) wall thickness. The panels filled vertically and tie bar at two places by inserting horizontally 6 mm galvanised M.S. rod and fastened with nuts and washers, complete as per manufacturer's specification and direction of Engineer-in-charge. (For W.C. and bathroom door shutter). | item no.79 | 7.25 | sqm | 1570.05 |  |  | Excess(+) | 1 | Full Conversion | INR | [40 empty] | 11383 | 11383 | INR Eleven Thousand Three Hundred & Eighty Three Only | 1.8 | 24 mm thick factory made PVC door shutters made of styles and rails of a uPVC hollow section of size 59x24 mm and wall thickness 2 mm (± 0.2 mm) with inbuilt edging on both sides. The styles and rails mitred and joint at the corners by means of M.S. galvanised/ plastic brackets of size 75x220 mm having wall thickness 1.0 mm and stainless steel screws. The styles of the shutter reinforced by inserting galvanised M.S. tube of size 20x20 mm and 1 mm (± 0.1 mm) wall thickness. The lock rail made up of 'H' section, a uPVC hollow section of size 100x24 mm and 2 mm (± 0.2 mm) wall thickness, fixed to the shutter styles by means of plastic/galvanised M.S. 'U' cleats. The shutter frame filled with a uPVC multi-chambered single panel of size not less than 620 mm, having over all thickness of 20 mm and 1 mm (± 0.1 mm) wall thickness. The panels filled vertically and tie bar at two places by inserting horizontally 6 mm galvanised M.S. rod and fastened with nuts and washers, complete as per manufacturer's specification and direction of Engineer-in-charge. (For W.C. and bathroom door shutter). | item no.79 | 7.25 | sqm
1.81 | Providing and fixing wire gauge shutters using stainless steel grade 304 wire gauge with wire of dia 0.5 mm and average width of aperture 1.4 mm in both directions for doors, windows and clerestory windows with necessary screws : | item no.80 | [52 empty] | 1.81 | Providing and fixing wire gauge shutters using stainless steel grade 304 wire gauge with wire of dia 0.5 mm and average width of aperture 1.4 mm in both directions for doors, windows and clerestory windows with necessary screws : | item no.80
1.82 | 35 mm thick shutters | item no.81 | [52 empty] | 1.82 | 35 mm thick shutters | item no.81
1.83 | With ISI marked stainless steel butt hinges of required size | item no.82 | [52 empty] | 1.83 | With ISI marked stainless steel butt hinges of required size | item no.82
1.84 | Second class teak wood | item no.83 | 12.7 | sqm | 4061.2 |  |  | Excess(+) | 1 | Full Conversion | INR | [40 empty] | 51577 | 51577 | INR Fifty One Thousand Five Hundred & Seventy Seven Only | 1.84 | Second class teak wood | item no.83 | 12.7 | sqm
1.85 | Providing and fixing fly proof stainless steel grade 304 wire gauge, to windows and clerestory windows using wire gauge with average width of aperture 1.4 mm in both directions with wire of dia. 0.50 mm all complete. | item no.84 | [52 empty] | 1.85 | Providing and fixing fly proof stainless steel grade 304 wire gauge, to windows and clerestory windows using wire gauge with average width of aperture 1.4 mm in both directions with wire of dia. 0.50 mm all complete. | item no.84
1.86 | With 2nd class teak wood beading 12X12 mm | item no.85 | 198.58 | sqm | 917.43 |  |  | Excess(+) | 1 | Full Conversion | INR | [40 empty] | 182183 | 182183 | INR One Lakh Eighty Two Thousand One Hundred & Eighty Three Only | 1.86 | With 2nd class teak wood beading 12X12 mm | item no.85 | 198.58 | sqm
1.87 | STEEL WORK | item no.86 | [52 empty] | 1.87 | STEEL WORK | item no.86
1.88 | Structural steel work riveted, bolted or welded in built up sections, trusses and framed work, including cutting, hoisting, fixing in position and applying a priming coat of approved steel primer all complete. | item no.87 | 205.82 | kg | 68.56 |  |  | Excess(+) | 1 | Full Conversion | INR | [40 empty] | 14111 | 14111 | INR Fourteen Thousand One Hundred & Eleven Only | 1.88 | Structural steel work riveted, bolted or welded in built up sections, trusses and framed work, including cutting, hoisting, fixing in position and applying a priming coat of approved steel primer all complete. | item no.87 | 205.82 | kg
1.89 | Providing and fixing 1mm thick M.S. sheet door with frame of 40x40x6 mm angle iron and 3 mm M.S. gusset plates at the junctions and corners, all necessary fittings complete, including applying a priming coat of approved steel primer. | item no.88 | [52 empty] | 1.89 | Providing and fixing 1mm thick M.S. sheet door with frame of 40x40x6 mm angle iron and 3 mm M.S. gusset plates at the junctions and corners, all necessary fittings complete, including applying a priming coat of approved steel primer. | item no.88
1.9 | Using M.S. angels 40x40x6 mm for diagonal braces | item no.89 | 22.86 | sqm | 4192.15 |  |  | Excess(+) | 1 | Full Conversion | INR | [40 empty] | 95833 | 95833 | INR Ninety Five Thousand Eight Hundred & Thirty Three Only | 1.9 | Using M.S. angels 40x40x6 mm for diagonal braces | item no.89 | 22.86 | sqm
1.91 | Steel work welded in built up sections/ framed work, including cutting, hoisting, fixing in position and applying a priming coat of approved steel primer using structural steel etc. as required. | item no.90 | [52 empty] | 1.91 | Steel work welded in built up sections/ framed work, including cutting, hoisting, fixing in position and applying a priming coat of approved steel primer using structural steel etc. as required. | item no.90
1.92 | In gratings, frames, guard bar, ladder, railings, brackets, gates and similar works | item no.91 | 7022.9 | kg | 124.76 |  |  | Excess(+) | 1 | Full Conversion | INR | [40 empty] | 876177 | 876177 | INR Eight Lakh Seventy Six Thousand One Hundred & Seventy Seven Only | 1.92 | In gratings, frames, guard bar, ladder, railings, brackets, gates and similar works | item no.91 | 7022.9 | kg
1.93 | Providing and fixing hand rail of approved size by welding etc. to steel ladder railing, balcony railing, staircase railing and similar works, including applying priming coat of approved steel primer. | item no.92 | [52 empty] | 1.93 | Providing and fixing hand rail of approved size by welding etc. to steel ladder railing, balcony railing, staircase railing and similar works, including applying priming coat of approved steel primer. | item no.92
1.94 | M.S. tube | item no.93 | 2965.75 | kg | 137.79 |  |  | Excess(+) | 1 | Full Conversion | INR | [40 empty] | 408651 | 408651 | INR Four Lakh Eight Thousand Six Hundred & Fifty One Only | 1.94 | M.S. tube | item no.93 | 2965.75 | kg
1.95 | Providing and fixing carbon steel galvanised ( minimum coating 5 micron) dash fastener of 10 mm dia double threaded 6.8 grade (yield strength 480 N/mm2), counter sunk head, comprising of 10 mm dia polyamide PA 6 grade sleeve, including drilling of hole in frame , concrete/ masonry, etc. as per direction of Engineer-in-charge. | item no.94 | [52 empty] | 1.95 | Providing and fixing carbon steel galvanised ( minimum coating 5 micron) dash fastener of 10 mm dia double threaded 6.8 grade (yield strength 480 N/mm2), counter sunk head, comprising of 10 mm dia polyamide PA 6 grade sleeve, including drilling of hole in frame , concrete/ masonry, etc. as per direction of Engineer-in-charge. | item no.94
1.96 | 10 x 120 mm | item no.95 | 2346 | each | 126.78 |  |  | Excess(+) | 1 | Full Conversion | INR | [40 empty] | 297426 | 297426 | INR Two Lakh Ninety Seven Thousand Four Hundred & Twenty Six Only | 1.96 | 10 x 120 mm | item no.95 | 2346 | each
1.97 | Providing & fixing glass panes with putty and glazing clips in steel doors, windows, clerestory windows, all complete with : | item no.96 | [52 empty] | 1.97 | Providing & fixing glass panes with putty and glazing clips in steel doors, windows, clerestory windows, all complete with : | item no.96
1.98 | 4.0 mm thick glass panes | item no.97 | 0.9 | sqm | 824.46 |  |  | Excess(+) | 1 | Full Conversion | INR | [40 empty] | 742 | 742 | INR Seven Hundred & Forty Two Only | 1.98 | 4.0 mm thick glass panes | item no.97 | 0.9 | sqm
1.99 | Steel work welded in built up sections/ framed work, including cutting, hoisting, fixing in position and applying a priming coat of approved steel primer using structural steel etc. as required. | item no.98 | [52 empty] | 1.99 | Steel work welded in built up sections/ framed work, including cutting, hoisting, fixing in position and applying a priming coat of approved steel primer using structural steel etc. as required. | item no.98
2 | In stringers, treads, landings etc. of stair cases, including use of chequered plate wherever required, all complete | item no.99 | 1572 | kg | 102.25 |  |  | Excess(+) | 1 | Full Conversion | INR | [40 empty] | 160737 | 160737 | INR One Lakh Sixty Thousand Seven Hundred & Thirty Seven Only | 2 | In stringers, treads, landings etc. of stair cases, including use of chequered plate wherever required, all complete | item no.99 | 1572 | kg
2.01 | FLOORING | item no.100 | [52 empty] | 2.01 | FLOORING | item no.100
2.02 | Brick on edge flooring with bricks of class designation 7.5 on a bed of 12 mm cement mortar, including filling the joints with same mortar, with common burnt clay non modular bricks: | item no.101 | [52 empty] | 2.02 | Brick on edge flooring with bricks of class designation 7.5 on a bed of 12 mm cement mortar, including filling the joints with same mortar, with common burnt clay non modular bricks: | item no.101
2.03 | 1:6 (1cement : 6 coarse sand) | item no.102 | 8.46 | sqm | 787.54 |  |  | Excess(+) | 1 | Full Conversion | INR | [40 empty] | 6663 | 6663 | INR Six Thousand Six Hundred & Sixty Three Only | 2.03 | 1:6 (1cement : 6 coarse sand) | item no.102 | 8.46 | sqm
2.04 | Cement concrete flooring 1:2:4 (1 cement : 2 coarse sand : 4 graded stone aggregate) finished with a floating coat of neat cement, including cement slurry, but excluding the cost of nosing of steps etc. complete. | item no.103 | [52 empty] | 2.04 | Cement concrete flooring 1:2:4 (1 cement : 2 coarse sand : 4 graded stone aggregate) finished with a floating coat of neat cement, including cement slurry, but excluding the cost of nosing of steps etc. complete. | item no.103
2.05 | 40 mm thick with 20 mm nominal size stone aggregate | item no.104 | 484.68 | sqm | 477.86 |  |  | Excess(+) | 1 | Full Conversion | INR | [40 empty] | 231609 | 231609 | INR Two Lakh Thirty One Thousand Six Hundred & Nine Only | 2.05 | 40 mm thick with 20 mm nominal size stone aggregate | item no.104 | 484.68 | sqm
2.06 | Cement plaster skirting up to 30 cm height, with cement mortar 1:3 (1 cement : 3 coarse sand), finished with a floating coat of neat cement. | item no.105 | [52 empty] | 2.06 | Cement plaster skirting up to 30 cm height, with cement mortar 1:3 (1 cement : 3 coarse sand), finished with a floating coat of neat cement. | item no.105
2.07 | 18 mm thick | item no.106 | 7.5 | sqm | 500.43 |  |  | Excess(+) | 1 | Full Conversion | INR | [40 empty] | 3753 | 3753 | INR Three Thousand Seven Hundred & Fifty Three Only | 2.07 | 18 mm thick | item no.106 | 7.5 | sqm
2.08 | Providing and fixing glass strips in joints of terrazo/ cement concrete floors. | item no.107 | [52 empty] | 2.08 | Providing and fixing glass strips in joints of terrazo/ cement concrete floors. | item no.107
2.09 | 40 mm wide and 4 mm thick | item no.108 | 410.26 | metre | 69.7 |  |  | Excess(+) | 1 | Full Conversion | INR | [40 empty] | 28595 | 28595 | INR Twenty Eight Thousand Five Hundred & Ninety Five Only | 2.09 | 40 mm wide and 4 mm thick | item no.108 | 410.26 | metre
2.1 | Providing and fixing 1st quality ceramic glazed floor tiles conforming to IS : 15622 (thickness to be specified by the manufacturer ) of approved make in all colours, shades except burgundy, bottle green, black of any size as approved by Engineer-in-Charge in skirting, risers of steps and dados over 12 mm thick bed of cement Mortar 1:3 (1 cement: 3 coarse sand) and jointing with grey cement slurry @ 3.3kg per sqm including pointing in white cement mixed with pigment of matching shade complete. | item no.109 | 127.23 | sqm | 822.88 |  |  | Excess(+) | 1 | Full Conversion | INR | [40 empty] | 104695 | 104695 | INR One Lakh Four Thousand Six Hundred & Ninety Five Only | 2.1 | Providing and fixing 1st quality ceramic glazed floor tiles conforming to IS : 15622 (thickness to be specified by the manufacturer ) of approved make in all colours, shades except burgundy, bottle green, black of any size as approved by Engineer-in-Charge in skirting, risers of steps and dados over 12 mm thick bed of cement Mortar 1:3 (1 cement: 3 coarse sand) and jointing with grey cement slurry @ 3.3kg per sqm including pointing in white cement mixed with pigment of matching shade complete. | item no.109 | 127.23 | sqm
2.11 | Providing and laying Vitrified tiles in floor in different sizes (thickness to be specified by the manufacturer) with water absorption less than 0.08% and conforming to IS:15622, of approved brand & manufacturer, in all colours and shade, laid on 20 mm thick cement mortar 1:4 (1 cement: 4 coarse sand) jointing with grey cement slurry @3.3 kg/sqm including grouting the joints with white cement and matching pigments etc. The tiles must be cut with the zero chipping diamond cutter only . Laying of tiles will be done with the notch trowel, plier, wedge, clips of required thickness, leveling system and rubber mallet for placing the tiles gently and easily. | item no.110 | [52 empty] | 2.11 | Providing and laying Vitrified tiles in floor in different sizes (thickness to be specified by the manufacturer) with water absorption less than 0.08% and conforming to IS:15622, of approved brand & manufacturer, in all colours and shade, laid on 20 mm thick cement mortar 1:4 (1 cement: 4 coarse sand) jointing with grey cement slurry @3.3 kg/sqm including grouting the joints with white cement and matching pigments etc. The tiles must be cut with the zero chipping diamond cutter only . Laying of tiles will be done with the notch trowel, plier, wedge, clips of required thickness, leveling system and rubber mallet for placing the tiles gently and easily. | item no.110
2.12 | Double charge vitrified tile polished finish of size | item no.111 | [52 empty] | 2.12 | Double charge vitrified tile polished finish of size | item no.111
2.13 | Size of Tile 600 x 600 mm | item no.112 | 1538.4 | sqm | 1128.1 |  |  | Excess(+) | 1 | Full Conversion | INR | [40 empty] | 1735469 | 1735469 | INR Seventeen Lakh Thirty Five Thousand Four Hundred & Sixty Nine Only | 2.13 | Size of Tile 600 x 600 mm | item no.112 | 1538.4 | sqm
2.14 | Glazed Vitrified tiles Matt/Antiskid finish of size | item no.113 | [52 empty] | 2.14 | Glazed Vitrified tiles Matt/Antiskid finish of size | item no.113
2.15 | Size of Tile 600 x 600 mm | item no.114 | 343.42 | sqm | 1149.53 |  |  | Excess(+) | 1 | Full Conversion | INR | [40 empty] | 394772 | 394772 | INR Three Lakh Ninety Four Thousand Seven Hundred & Seventy Two Only | 2.15 | Size of Tile 600 x 600 mm | item no.114 | 343.42 | sqm
2.16 | Providing and laying Vitrified tiles in different sizes (thickness to be specified by manufacturer), with water absorption less than 0.08 % and conforming to I.S. 15622, of approved make, in all colours & shade, in skirting, riser of steps, over 12 mm thick bed of cement mortar 1:3 (1 cement: 3 coarse sand), jointing with grey cement slurry @ 3.3 kg/ sqm including grouting the joint with white cement & matching pigments etc. complete. | item no.115 | [52 empty] | 2.16 | Providing and laying Vitrified tiles in different sizes (thickness to be specified by manufacturer), with water absorption less than 0.08 % and conforming to I.S. 15622, of approved make, in all colours & shade, in skirting, riser of steps, over 12 mm thick bed of cement mortar 1:3 (1 cement: 3 coarse sand), jointing with grey cement slurry @ 3.3 kg/ sqm including grouting the joint with white cement & matching pigments etc. complete. | item no.115
2.17 | Size of Tile 600x600 mm | item no.116 | 182.05 | sqm | 1285.83 |  |  | Excess(+) | 1 | Full Conversion | INR | [40 empty] | 234085 | 234085 | INR Two Lakh Thirty Four Thousand &Eighty Five Only | 2.17 | Size of Tile 600x600 mm | item no.116 | 182.05 | sqm
2.18 | ROOFING | item no.117 | [52 empty] | 2.18 | ROOFING | item no.117
2.19 | Providing corrugated G.S. sheet roofing including vertical / curved surface fixed with polymer coated J or L hooks, bolts and nuts 8 mm diameter with bitumen and G.I. limpet washers or with G.I. limpet washers filled with white lead, including a coat of approved steel primer and two coats of approved paint on overlapping of sheets complete (up to any pitch in horizontal/ vertical or curved surfaces), excluding the cost of purlins, rafters and trusses and including cutting to size and shape wherever required. | item no.118 | [52 empty] | 2.19 | Providing corrugated G.S. sheet roofing including vertical / curved surface fixed with polymer coated J or L hooks, bolts and nuts 8 mm diameter with bitumen and G.I. limpet washers or with G.I. limpet washers filled with white lead, including a coat of approved steel primer and two coats of approved paint on overlapping of sheets complete (up to any pitch in horizontal/ vertical or curved surfaces), excluding the cost of purlins, rafters and trusses and including cutting to size and shape wherever required. | item no.118
2.2 | 0.63 mm thick with zinc coating not less than 275 gm/ m² | item no.119 | 39.48 | sqm | 857.51 |  |  | Excess(+) | 1 | Full Conversion | INR | [40 empty] | 33854 | 33854 | INR Thirty Three Thousand Eight Hundred & Fifty Four Only | 2.2 | 0.63 mm thick with zinc coating not less than 275 gm/ m² | item no.119 | 39.48 | sqm
2.21 | Providing gola 75x75 mm in cement concrete 1:2:4 (1 cement : 2 coarse sand : 4 stone aggregate 10 mm and down gauge), including finishing with cement mortar 1:3 (1 cement : 3 fine sand) as per standard design : | item no.120 | [52 empty] | 2.21 | Providing gola 75x75 mm in cement concrete 1:2:4 (1 cement : 2 coarse sand : 4 stone aggregate 10 mm and down gauge), including finishing with cement mortar 1:3 (1 cement : 3 fine sand) as per standard design : | item no.120
2.22 | In 75x75 mm deep chase | item no.121 | 39.24 | metre | 228.14 |  |  | Excess(+) | 1 | Full Conversion | INR | [40 empty] | 8952 | 8952 | INR Eight Thousand Nine Hundred & Fifty Two Only | 2.22 | In 75x75 mm deep chase | item no.121 | 39.24 | metre
2.23 | Making khurras 45x45 cm with average minimum thickness of 5 cm cement concrete 1:2:4 (1 cement : 2 coarse sand : 4 graded stone aggregate of 20 mm nominal size) over P.V.C. sheet 1 m x1 m x 400 micron, finished with 12 mm cement plaster 1:3 (1 cement : 3 coarse sand) and a coat of neat cement, rounding the edges and making and finishing the outlet complete. | item no.122 | 19 | each | 233.75 |  |  | Excess(+) | 1 | Full Conversion | INR | [40 empty] | 4441 | 4441 | INR Four Thousand Four Hundred & Forty One Only | 2.23 | Making khurras 45x45 cm with average minimum thickness of 5 cm cement concrete 1:2:4 (1 cement : 2 coarse sand : 4 graded stone aggregate of 20 mm nominal size) over P.V.C. sheet 1 m x1 m x 400 micron, finished with 12 mm cement plaster 1:3 (1 cement : 3 coarse sand) and a coat of neat cement, rounding the edges and making and finishing the outlet complete. | item no.122 | 19 | each
2.24 | Providing and fixing on wall face unplasticised Rigid PVC rain water pipes conforming to IS : 13592 Type A, including jointing with seal ring conforming to IS : 5382, leaving 10 mm gap for thermal expansion, (i) Single socketed pipes. | item no.123 | [52 empty] | 2.24 | Providing and fixing on wall face unplasticised Rigid PVC rain water pipes conforming to IS : 13592 Type A, including jointing with seal ring conforming to IS : 5382, leaving 10 mm gap for thermal expansion, (i) Single socketed pipes. | item no.123
2.25 | 75 mm diameter | item no.124 | 123.71 | metre | 186.76 |  |  | Excess(+) | 1 | Full Conversion | INR | [40 empty] | 23104 | 23104 | INR Twenty Three Thousand One Hundred & Four Only | 2.25 | 75 mm diameter | item no.124 | 123.71 | metre
2.26 | 110 mm diameter | item no.125 | 21.3 | metre | 280.35 |  |  | Excess(+) | 1 | Full Conversion | INR | [40 empty] | 5971 | 5971 | INR Five Thousand Nine Hundred & Seventy One Only | 2.26 | 110 mm diameter | item no.125 | 21.3 | metre
2.27 | FINISHING | item no.126 | [52 empty] | 2.27 | FINISHING | item no.126
2.28 | 12 mm cement plaster of mix : | item no.127 | [52 empty] | 2.28 | 12 mm cement plaster of mix : | item no.127
2.29 | 1:6 (1 cement: 6 coarse sand) | item no.128 | 410.8 | sqm | 258.08 |  |  | Excess(+) | 1 | Full Conversion | INR | [40 empty] | 106019 | 106019 | INR One Lakh Six Thousand &Nineteen Only | 2.29 | 1:6 (1 cement: 6 coarse sand) | item no.128 | 410.8 | sqm
2.3 | 15 mm cement plaster on rough side of single or half brick wall of mix: | item no.129 | [52 empty] | 2.3 | 15 mm cement plaster on rough side of single or half brick wall of mix: | item no.129
2.31 | 1:6 (1 cement: 6 coarse sand) | item no.130 | 778.47 | sqm | 297.32 |  |  | Excess(+) | 1 | Full Conversion | INR | [40 empty] | 231455 | 231455 | INR Two Lakh Thirty One Thousand Four Hundred & Fifty Five Only | 2.31 | 1:6 (1 cement: 6 coarse sand) | item no.130 | 778.47 | sqm
2.32 | 15 mm cement plaster on rough side of single or half brick wall finished with a floating coat of neat cement of mix : | item no.131 | [52 empty] | 2.32 | 15 mm cement plaster on rough side of single or half brick wall finished with a floating coat of neat cement of mix : | item no.131
2.33 | 1:4 (1 cement: 4 fine sand) | item no.132 | 314.43 | sqm | 356.07 |  |  | Excess(+) | 1 | Full Conversion | INR | [40 empty] | 111959 | 111959 | INR One Lakh Eleven Thousand Nine Hundred & Fifty Nine Only | 2.33 | 1:4 (1 cement: 4 fine sand) | item no.132 | 314.43 | sqm
2.34 | 6 mm cement plaster of mix : | item no.133 | [52 empty] | 2.34 | 6 mm cement plaster of mix : | item no.133
2.35 | 1:3 (1 cement : 3 fine sand) | item no.134 | 175.99 | sqm | 221.87 |  |  | Excess(+) | 1 | Full Conversion | INR | [40 empty] | 39047 | 39047 | INR Thirty Nine Thousand &Forty Seven Only | 2.35 | 1:3 (1 cement : 3 fine sand) | item no.134 | 175.99 | sqm
2.36 | Pointing on brick work or brick flooring with cement mortar 1:3 (1 cement : 3 fine sand): | item no.135 | [52 empty] | 2.36 | Pointing on brick work or brick flooring with cement mortar 1:3 (1 cement : 3 fine sand): | item no.135
2.37 | Flush / Ruled/ Struck or weathered pointing | item no.136 | 23.86 | sqm | 187.98 |  |  | Excess(+) | 1 | Full Conversion | INR | [40 empty] | 4485 | 4485 | INR Four Thousand Four Hundred & Eighty Five Only | 2.37 | Flush / Ruled/ Struck or weathered pointing | item no.136 | 23.86 | sqm
2.38 | Distempering with 1st quality acrylic distemper (ready mixed) having VOC content less than 50 gms/litre, of approved manufacturer, of required shade and colour complete, as per manufacturer's specification. | item no.137 | [52 empty] | 2.38 | Distempering with 1st quality acrylic distemper (ready mixed) having VOC content less than 50 gms/litre, of approved manufacturer, of required shade and colour complete, as per manufacturer's specification. | item no.137
2.39 | Two or more coats on new work | item no.138 | 5440 | sqm | 81.32 |  |  | Excess(+) | 1 | Full Conversion | INR | [40 empty] | 442381 | 442381 | INR Four Lakh Forty Two Thousand Three Hundred & Eighty One Only | 2.39 | Two or more coats on new work | item no.138 | 5440 | sqm
2.4 | Finishing walls with Premium Acrylic Smooth exterior paint with Silicone additives of required shade: | item no.139 | [52 empty] | 2.4 | Finishing walls with Premium Acrylic Smooth exterior paint with Silicone additives of required shade: | item no.139
2.41 | New work (Two or more coats applied @ 1.43 ltr/10 sqm over and including priming coat of exterior primer applied @ 2.20 kg/10 sqm) | item no.140 | 1308 | sqm | 142.34 |  |  | Excess(+) | 1 | Full Conversion | INR | [40 empty] | 186181 | 186181 | INR One Lakh Eighty Six Thousand One Hundred & Eighty One Only | 2.41 | New work (Two or more coats applied @ 1.43 ltr/10 sqm over and including priming coat of exterior primer applied @ 2.20 kg/10 sqm) | item no.140 | 1308 | sqm
2.42 | Painting with synthetic enamel paint of approved brand and manufacture to give an even shade : | item no.141 | [52 empty] | 2.42 | Painting with synthetic enamel paint of approved brand and manufacture to give an even shade : | item no.141
2.43 | Two or more coats on new work | item no.142 | 727.03 | sqm | 115.25 |  |  | Excess(+) | 1 | Full Conversion | INR | [40 empty] | 83790 | 83790 | INR Eighty Three Thousand Seven Hundred & Ninety Only | 2.43 | Two or more coats on new work | item no.142 | 727.03 | sqm
2.44 | Painting with synthetic enamel paint of approved brand and manufacture of required colour to give an even shade : | item no.143 | [52 empty] | 2.44 | Painting with synthetic enamel paint of approved brand and manufacture of required colour to give an even shade : | item no.143
2.45 | Two or more coats on new work over an under coat of suitable shade with ordinary paint of approved brand and manufacture | item no.144 | 154.19 | sqm | 167.82 |  |  | Excess(+) | 1 | Full Conversion | INR | [40 empty] | 25876 | 25876 | INR Twenty Five Thousand Eight Hundred & Seventy Six Only | 2.45 | Two or more coats on new work over an under coat of suitable shade with ordinary paint of approved brand and manufacture | item no.144 | 154.19 | sqm
2.46 | Providing and applying white cement based putty of average thickness 1 mm, of approved brand and manufacturer, over the plastered wall surface to prepare the surface even and smooth complete. | item no.145 | 2449.19 | sqm | 108.59 |  |  | Excess(+) | 1 | Full Conversion | INR | [40 empty] | 265958 | 265958 | INR Two Lakh Sixty Five Thousand Nine Hundred & Fifty Eight Only | 2.46 | Providing and applying white cement based putty of average thickness 1 mm, of approved brand and manufacturer, over the plastered wall surface to prepare the surface even and smooth complete. | item no.145 | 2449.19 | sqm
2.47 | White washing with lime to give an even shade : | item no.146 | [52 empty] | 2.47 | White washing with lime to give an even shade : | item no.146
2.48 | Old work (two or more coats) | item no.147 | 3125 | sqm | 16.65 |  |  | Excess(+) | 1 | Full Conversion | INR | [40 empty] | 52031 | 52031 | INR Fifty Two Thousand &Thirty One Only | 2.48 | Old work (two or more coats) | item no.147 | 3125 | sqm
2.49 | Removing white or colour wash by scrapping and sand papering and preparing the surface smooth including necessary repairs to scratches etc. complete | item no.148 | 3125 | sqm | 14.33 |  |  | Excess(+) | 1 | Full Conversion | INR | [40 empty] | 44781 | 44781 | INR Forty Four Thousand Seven Hundred & Eighty One Only | 2.49 | Removing white or colour wash by scrapping and sand papering and preparing the surface smooth including necessary repairs to scratches etc. complete | item no.148 | 3125 | sqm
2.5 | Distempering with 1st quality acrylic distember (Ready mix) having VOC content less than 50 grams/ litre of approved brand and manufacture to give an even shade : | item no.149 | [52 empty] | 2.5 | Distempering with 1st quality acrylic distember (Ready mix) having VOC content less than 50 grams/ litre of approved brand and manufacture to give an even shade : | item no.149
2.51 | Old work (one or more coats) | item no.150 | 150 | sqm | 49.8 |  |  | Excess(+) | 1 | Full Conversion | INR | [40 empty] | 7470 | 7470 | INR Seven Thousand Four Hundred & Seventy Only | 2.51 | Old work (one or more coats) | item no.150 | 150 | sqm
2.52 | Removing dry or oil bound distemper, water proofing cement paint and the like by scrapping, sand papering and preparing the surface smooth including necessary repairs to scratches etc. complete. | item no.151 | 2409.19 | sqm | 18.28 |  |  | Excess(+) | 1 | Full Conversion | INR | [40 empty] | 44040 | 44040 | INR Forty Four Thousand &Forty Only | 2.52 | Removing dry or oil bound distemper, water proofing cement paint and the like by scrapping, sand papering and preparing the surface smooth including necessary repairs to scratches etc. complete. | item no.151 | 2409.19 | sqm
2.53 | Painting with synthetic enamel paint of approved brand and manufacture of required colour to give an even shade : | item no.152 | [52 empty] | 2.53 | Painting with synthetic enamel paint of approved brand and manufacture of required colour to give an even shade : | item no.152
2.54 | One or more coats on old work | item no.153 | 2567.45 | sqm | 75.88 |  |  | Excess(+) | 1 | Full Conversion | INR | [40 empty] | 194818 | 194818 | INR One Lakh Ninety Four Thousand Eight Hundred & Eighteen Only | 2.54 | One or more coats on old work | item no.153 | 2567.45 | sqm
2.55 | Finishing walls with Acrylic Smooth exterior paint of required shade : | item no.154 | [52 empty] | 2.55 | Finishing walls with Acrylic Smooth exterior paint of required shade : | item no.154
2.56 | Old work (One or more coat applied @ 0.90 ltr/10 sqm). | item no.155 | 621.5 | sqm | 65.54 |  |  | Excess(+) | 1 | Full Conversion | INR | [40 empty] | 40733 | 40733 | INR Forty Thousand Seven Hundred & Thirty Three Only | 2.56 | Old work (One or more coat applied @ 0.90 ltr/10 sqm). | item no.155 | 621.5 | sqm
2.57 | REPAIRS TO BUILDING | item no.156 | [52 empty] | 2.57 | REPAIRS TO BUILDING | item no.156
2.58 | Repairs to plaster of thickness 12 mm to 20 mm in patches of area 2.5 sq.meters and under, including cutting the patch in proper shape, raking out joints and preparing and plastering the surface of the walls complete, including disposal of rubbish to the dumping ground, all complete as per direction of Engineer-in-Charge. | item no.157 | [52 empty] | 2.58 | Repairs to plaster of thickness 12 mm to 20 mm in patches of area 2.5 sq.meters and under, including cutting the patch in proper shape, raking out joints and preparing and plastering the surface of the walls complete, including disposal of rubbish to the dumping ground, all complete as per direction of Engineer-in-Charge. | item no.157
2.59 | With cement mortar 1:4 (1cement: 4 coarse sand) | item no.158 | 212.52 | sqm | 419.11 |  |  | Excess(+) | 1 | Full Conversion | INR | [40 empty] | 89069 | 89069 | INR Eighty Nine Thousand &Sixty Nine Only | 2.59 | With cement mortar 1:4 (1cement: 4 coarse sand) | item no.158 | 212.52 | sqm
2.6 | Fixing chowkhats in existing opening including embedding chowkhats in floors or walls cutting masonry for holdfasts, embedding hold fasts in cement concrete blocks of size 15 x 10 x 10 cm with cement concrete 1:3:6 (1 cement : 3 coarse sand : 6 graded stone aggregate 20 mm nominal size), painting two coats of approved wood preservative to sides of chowkhats and making good the damages to walls and floors as required complete, including disposal of rubbish to the dumping ground, all complete as per direction of Engineer-in-Charge. | item no.159 | [52 empty] | 2.6 | Fixing chowkhats in existing opening including embedding chowkhats in floors or walls cutting masonry for holdfasts, embedding hold fasts in cement concrete blocks of size 15 x 10 x 10 cm with cement concrete 1:3:6 (1 cement : 3 coarse sand : 6 graded stone aggregate 20 mm nominal size), painting two coats of approved wood preservative to sides of chowkhats and making good the damages to walls and floors as required complete, including disposal of rubbish to the dumping ground, all complete as per direction of Engineer-in-Charge. | item no.159
2.61 | Door chowkhats | item no.160 | 1 | each | 1319.85 |  |  | Excess(+) | 1 | Full Conversion | INR | [40 empty] | 1320 | 1320 | INR One Thousand Three Hundred & Twenty Only | 2.61 | Door chowkhats | item no.160 | 1 | each
2.62 | Window chowkhats | item no.161 | 10 | each | 831.25 |  |  | Excess(+) | 1 | Full Conversion | INR | [40 empty] | 8313 | 8313 | INR Eight Thousand Three Hundred & Thirteen Only | 2.62 | Window chowkhats | item no.161 | 10 | each
2.63 | Fixing chowkhat in existing opening in brick/ RCC wall with dash fasteners/Chemical fasteners of appropriate size (3 nos on each vertical member of door chowkhat and 2 nos on each vertical member of window chowkhats), including Cost of dash fasteners/ chemical fastener. | item no.162 | 5 | each | 166.81 |  |  | Excess(+) | 1 | Full Conversion | INR | [40 empty] | 834 | 834 | INR Eight Hundred & Thirty Four Only | 2.63 | Fixing chowkhat in existing opening in brick/ RCC wall with dash fasteners/Chemical fasteners of appropriate size (3 nos on each vertical member of door chowkhat and 2 nos on each vertical member of window chowkhats), including Cost of dash fasteners/ chemical fastener. | item no.162 | 5 | each
2.64 | Renewing glass panes, with wooden fillets wherever necessary: | item no.163 | [52 empty] | 2.64 | Renewing glass panes, with wooden fillets wherever necessary: | item no.163
2.65 | Float glass panes of nominal thickness 4 mm (weight not less than 10kg/sqm) | item no.164 | 11.7 | sqm | 1184.69 |  |  | Excess(+) | 1 | Full Conversion | INR | [40 empty] | 13861 | 13861 | INR Thirteen Thousand Eight Hundred & Sixty One Only | 2.65 | Float glass panes of nominal thickness 4 mm (weight not less than 10kg/sqm) | item no.164 | 11.7 | sqm
2.66 | Hacking of CC flooring including cleaning for surface etc. complete as per direction of the Engineer-in-Charge. | item no.165 | 2081.25 | sqm | 2.49 |  |  | Excess(+) | 1 | Full Conversion | INR | [40 empty] | 5182 | 5182 | INR Five Thousand One Hundred & Eighty Two Only | 2.66 | Hacking of CC flooring including cleaning for surface etc. complete as per direction of the Engineer-in-Charge. | item no.165 | 2081.25 | sqm
2.67 | Dismantling 15 to 40 mm dia G.I. pipe including stacking of dismantled pipes (within 50 metres lead) as per direction of Engineer- in-Charge. (a) Internal Work- Exposed on wall | item no.166 | 459 | metre | 2.49 |  |  | Excess(+) | 1 | Full Conversion | INR | [40 empty] | 1143 | 1143 | INR One Thousand One Hundred & Forty Three Only | 2.67 | Dismantling 15 to 40 mm dia G.I. pipe including stacking of dismantled pipes (within 50 metres lead) as per direction of Engineer- in-Charge. (a) Internal Work- Exposed on wall | item no.166 | 459 | metre
2.68 | Taking out existing wooden door shutter, repair by cutting, painting etc. and refixing of repaired door shutters to existing door frames, including replacement of hinges with screws, etc. as required, all complete as per the direction of the Engineer-in-charge. | item no.167 | 198 | each | 285.79 |  |  | Excess(+) | 1 | Full Conversion | INR | [40 empty] | 56586 | 56586 | INR Fifty Six Thousand Five Hundred & Eighty Six Only | 2.68 | Taking out existing wooden door shutter, repair by cutting, painting etc. and refixing of repaired door shutters to existing door frames, including replacement of hinges with screws, etc. as required, all complete as per the direction of the Engineer-in-charge. | item no.167 | 198 | each
2.69 | Dismantling and Demolishing | item no.168 | [52 empty] | 2.69 | Dismantling and Demolishing | item no.168
2.7 | Demolishing cement concrete manually/ by mechanical means including disposal of material within 50 metres lead as per direction of Engineer - in - charge. | item no.169 | [52 empty] | 2.7 | Demolishing cement concrete manually/ by mechanical means including disposal of material within 50 metres lead as per direction of Engineer - in - charge. | item no.169
2.71 | Nominal concrete 1:3:6 or richer mix (i/c equivalent design mix) | item no.170 | 27.73 | cum | 1759.84 |  |  | Excess(+) | 1 | Full Conversion | INR | [40 empty] | 48800 | 48800 | INR Forty Eight Thousand Eight Hundred Only | 2.71 | Nominal concrete 1:3:6 or richer mix (i/c equivalent design mix) | item no.170 | 27.73 | cum
2.72 | Nominal concrete 1:4:8 or leaner mix (i/c equivalent design mix) | item no.171 | 48.4 | cum | 1086.89 |  |  | Excess(+) | 1 | Full Conversion | INR | [40 empty] | 52605 | 52605 | INR Fifty Two Thousand Six Hundred & Five Only | 2.72 | Nominal concrete 1:4:8 or leaner mix (i/c equivalent design mix) | item no.171 | 48.4 | cum
2.73 | Demolishing R.C.C. work manually/ by mechanical means including stacking of steel bars and disposal of unserviceable material within 50 metres lead as per direction of Engineer - in- charge. | item no.172 | 9.12 | cum | 2567.38 |  |  | Excess(+) | 1 | Full Conversion | INR | [40 empty] | 23415 | 23415 | INR Twenty Three Thousand Four Hundred & Fifteen Only | 2.73 | Demolishing R.C.C. work manually/ by mechanical means including stacking of steel bars and disposal of unserviceable material within 50 metres lead as per direction of Engineer - in- charge. | item no.172 | 9.12 | cum
2.74 | Extra for cutting reinforcement bars manually/ by mechanical means in R.C.C. or R.B. work (Payment shall be made on the cross sectional area of R.C.C. or R.B. work) as per direction of Engineer- in-charge. | item no.173 | 14.71 | sqm | 830.42 |  |  | Excess(+) | 1 | Full Conversion | INR | [40 empty] | 12215 | 12215 | INR Twelve Thousand Two Hundred & Fifteen Only | 2.74 | Extra for cutting reinforcement bars manually/ by mechanical means in R.C.C. or R.B. work (Payment shall be made on the cross sectional area of R.C.C. or R.B. work) as per direction of Engineer- in-charge. | item no.173 | 14.71 | sqm
2.75 | Demolishing brick work manually/ by mechanical means including stacking of serviceable material and disposal of unserviceable material within 50 metres lead as per direction of Engineer-in-charge. | item no.174 | [52 empty] | 2.75 | Demolishing brick work manually/ by mechanical means including stacking of serviceable material and disposal of unserviceable material within 50 metres lead as per direction of Engineer-in-charge. | item no.174
2.76 | In cement mortar | item no.175 | 22.59 | cum | 1489.21 |  |  | Excess(+) | 1 | Full Conversion | INR | [40 empty] | 33641 | 33641 | INR Thirty Three Thousand Six Hundred & Forty One Only | 2.76 | In cement mortar | item no.175 | 22.59 | cum
2.77 | Dismantling doors, windows and clerestory windows (steel or wood) shutter including chowkhats, architrave, holdfasts etc. complete and stacking within 50 metres lead : | item no.176 | [52 empty] | 2.77 | Dismantling doors, windows and clerestory windows (steel or wood) shutter including chowkhats, architrave, holdfasts etc. complete and stacking within 50 metres lead : | item no.176
2.78 | Of area 3 sq. metres and below | item no.177 | 30 | each | 265.4 |  |  | Excess(+) | 1 | Full Conversion | INR | [40 empty] | 7962 | 7962 | INR Seven Thousand Nine Hundred & Sixty Two Only | 2.78 | Of area 3 sq. metres and below | item no.177 | 30 | each
2.79 | Taking out doors, windows and clerestory window shutters (steel or wood) including stacking within 50 metres lead : | item no.178 | [52 empty] | 2.79 | Taking out doors, windows and clerestory window shutters (steel or wood) including stacking within 50 metres lead : | item no.178
2.8 | Of area 3 sq. metres and below | item no.179 | 33 | each | 103.72 |  |  | Excess(+) | 1 | Full Conversion | INR | [40 empty] | 3423 | 3423 | INR Three Thousand Four Hundred & Twenty Three Only | 2.8 | Of area 3 sq. metres and below | item no.179 | 33 | each
2.81 | Dismantling tile work in floors and roofs laid in cement mortar including stacking material within 50 metres lead. | item no.180 | [52 empty] | 2.81 | Dismantling tile work in floors and roofs laid in cement mortar including stacking material within 50 metres lead. | item no.180
2.82 | For thickness of tiles above 25 mm and up to 40 mm | item no.181 | 21.48 | sqm | 81.89 |  |  | Excess(+) | 1 | Full Conversion | INR | [40 empty] | 1759 | 1759 | INR One Thousand Seven Hundred & Fifty Nine Only | 2.82 | For thickness of tiles above 25 mm and up to 40 mm | item no.181 | 21.48 | sqm
2.83 | Demolishing mud phaska in terracing and disposal of material within 50 metres lead. | item no.182 | 14.16 | cum | 660.89 |  |  | Excess(+) | 1 | Full Conversion | INR | [40 empty] | 9358 | 9358 | INR Nine Thousand Three Hundred & Fifty Eight Only | 2.83 | Demolishing mud phaska in terracing and disposal of material within 50 metres lead. | item no.182 | 14.16 | cum
2.84 | Dismantling old plaster or skirting raking out joints and cleaning the surface for plaster including disposal of rubbish to the dumping ground within 50 metres lead. | item no.183 | 631.06 | sqm | 39.5 |  |  | Excess(+) | 1 | Full Conversion | INR | [40 empty] | 24927 | 24927 | INR Twenty Four Thousand Nine Hundred & Twenty Seven Only | 2.84 | Dismantling old plaster or skirting raking out joints and cleaning the surface for plaster including disposal of rubbish to the dumping ground within 50 metres lead. | item no.183 | 631.06 | sqm
2.85 | Disposal of building rubbish / malba / similar unserviceable, dismantled or waste materials by mechanical means, including loading, transporting, unloading to approved municipal dumping ground or as approved by Engineer-in-charge, beyond 50 m initial lead, for all leads including all lifts involved. | item no.184 | 48.49 | cum | 192.32 |  |  | Excess(+) | 1 | Full Conversion | INR | [40 empty] | 9326 | 9326 | INR Nine Thousand Three Hundred & Twenty Six Only | 2.85 | Disposal of building rubbish / malba / similar unserviceable, dismantled or waste materials by mechanical means, including loading, transporting, unloading to approved municipal dumping ground or as approved by Engineer-in-charge, beyond 50 m initial lead, for all leads including all lifts involved. | item no.184 | 48.49 | cum
2.86 | Demolishing brick tile covering in terracing including stacking of serviceable material and disposal of unserviceable material within 50 metres lead. | item no.185 | 4.92 | sqm | 86.8 |  |  | Excess(+) | 1 | Full Conversion | INR | [40 empty] | 427 | 427 | INR Four Hundred & Twenty Seven Only | 2.86 | Demolishing brick tile covering in terracing including stacking of serviceable material and disposal of unserviceable material within 50 metres lead. | item no.185 | 4.92 | sqm
2.87 | ROAD WORK | item no.186 | [52 empty] | 2.87 | ROAD WORK | item no.186
2.88 | Fencing with angle iron post placed at required distance embeddedin cement concrete blocks, every 15th post, last but one end postand corner post shall be strutted on both sides and end post on oneside only and provided with horizontal lines and two diagonalsinterwoven with horizontal wires, of barbed wire weighing 9.38 kg per100 m (minimum), between the two posts fitted and fixed with G.I.staples, turn buckles etc. complete. (Cost of posts, struts, earthwork and concrete work to be paid for separately). Payment to bemade per metre cost of total length of barbed wire used. | item no.187 | [52 empty] | 2.88 | Fencing with angle iron post placed at required distance embeddedin cement concrete blocks, every 15th post, last but one end postand corner post shall be strutted on both sides and end post on oneside only and provided with horizontal lines and two diagonalsinterwoven with horizontal wires, of barbed wire weighing 9.38 kg per100 m (minimum), between the two posts fitted and fixed with G.I.staples, turn buckles etc. complete. (Cost of posts, struts, earthwork and concrete work to be paid for separately). Payment to bemade per metre cost of total length of barbed wire used. | item no.187
2.89 | With G.I. barbed wire | item no.188 | 625 | metre | 17.18 |  |  | Excess(+) | 1 | Full Conversion | INR | [40 empty] | 10738 | 10738 | INR Ten Thousand Seven Hundred & Thirty Eight Only | 2.89 | With G.I. barbed wire | item no.188 | 625 | metre
2.9 | Supplying at site Angle iron post & strut of required size includingbottom to be split and bent at right angle in opposite direction for 10cm length and drilling holes upto 10 mm dia. etc. complete. | item no.189 | 65 | kg | 87.63 |  |  | Excess(+) | 1 | Full Conversion | INR | [40 empty] | 5696 | 5696 | INR Five Thousand Six Hundred & Ninety Six Only | 2.9 | Supplying at site Angle iron post & strut of required size includingbottom to be split and bent at right angle in opposite direction for 10cm length and drilling holes upto 10 mm dia. etc. complete. | item no.189 | 65 | kg
2.91 | SANITARY INSTALLATIONS | item no.190 | [52 empty] | 2.91 | SANITARY INSTALLATIONS | item no.190
2.92 | Providing and fixing water closet squatting pan (Indian type W.C. pan ) with 100 mm sand cast Iron P or S trap, 10 litre low level white P.V.C. flushing cistern, including flush pipe, with manually controlled device (handle lever) conforming to IS : 7231, with all fittings and fixtures complete, including cutting and making good the walls and floors wherever required: | item no.191 | [52 empty] | 2.92 | Providing and fixing water closet squatting pan (Indian type W.C. pan ) with 100 mm sand cast Iron P or S trap, 10 litre low level white P.V.C. flushing cistern, including flush pipe, with manually controlled device (handle lever) conforming to IS : 7231, with all fittings and fixtures complete, including cutting and making good the walls and floors wherever required: | item no.191
2.93 | White Vitreous china Orissa pattern W.C. pan of size 580x440 mm with integral type foot rests | item no.192 | 11 | each | 5069.13 |  |  | Excess(+) | 1 | Full Conversion | INR | [40 empty] | 55760 | 55760 | INR Fifty Five Thousand Seven Hundred & Sixty Only | 2.93 | White Vitreous china Orissa pattern W.C. pan of size 580x440 mm with integral type foot rests | item no.192 | 11 | each
2.94 | Providing and fixing white vitreous china pedestal type water closet (European type W.C. pan) with seat and lid, 10 litre low level white P.V.C. flushing cistern, including flush pipe, with manually controlled device (handle lever), conforming to IS : 7231, with all fittings and fixtures complete, including cutting and making good the walls and floors wherever required : | item no.193 | [52 empty] | 2.94 | Providing and fixing white vitreous china pedestal type water closet (European type W.C. pan) with seat and lid, 10 litre low level white P.V.C. flushing cistern, including flush pipe, with manually controlled device (handle lever), conforming to IS : 7231, with all fittings and fixtures complete, including cutting and making good the walls and floors wherever required : | item no.193
2.95 | W.C. pan with ISI marked white solid plastic seat and lid | item no.194 | 12 | each | 4858 |  |  | Excess(+) | 1 | Full Conversion | INR | [40 empty] | 58296 | 58296 | INR Fifty Eight Thousand Two Hundred & Ninety Six Only | 2.95 | W.C. pan with ISI marked white solid plastic seat and lid | item no.194 | 12 | each
2.96 | Providing and fixing white vitreous china water closet squatting pan(Indian type) : | item no.195 | [52 empty] | 2.96 | Providing and fixing white vitreous china water closet squatting pan(Indian type) : | item no.195
2.97 | Long pattern W.C. pan of size 580 mm | item no.196 | 5 | each | 1462.34 |  |  | Excess(+) | 1 | Full Conversion | INR | [40 empty] | 7312 | 7312 | INR Seven Thousand Three Hundred & Twelve Only | 2.97 | Long pattern W.C. pan of size 580 mm | item no.196 | 5 | each
2.98 | Providing and fixing white vitreous china pedestal type (Europeantype/ wash down type) water closet pan. | item no.197 | 5 | each | 2107.54 |  |  | Excess(+) | 1 | Full Conversion | INR | [40 empty] | 10538 | 10538 | INR Ten Thousand Five Hundred & Thirty Eight Only | 2.98 | Providing and fixing white vitreous china pedestal type (Europeantype/ wash down type) water closet pan. | item no.197 | 5 | each
2.99 | Providing and fixing solid plastic seat with lid for pedestal type W.C.pan complete : | item no.198 | [52 empty] | 2.99 | Providing and fixing solid plastic seat with lid for pedestal type W.C.pan complete : | item no.198
3 | White solid plastic seat with lid | item no.199 | 6 | each | 514.29 |  |  | Excess(+) | 1 | Full Conversion | INR | [40 empty] | 3086 | 3086 | INR Three Thousand &Eighty Six Only | 3 | White solid plastic seat with lid | item no.199 | 6 | each
3.01 | Providing and fixing CP Brass 32mm size Bottle Trap of approved quality & make and as per the direction of Engineer-in-charge. | item no.200 | 21 | each | 777.07 |  |  | Excess(+) | 1 | Full Conversion | INR | [40 empty] | 16318 | 16318 | INR Sixteen Thousand Three Hundred & Eighteen Only | 3.01 | Providing and fixing CP Brass 32mm size Bottle Trap of approved quality & make and as per the direction of Engineer-in-charge. | item no.200 | 21 | each
3.02 | Providing and fixing CP Brass Single lever telephonic wall mixer of quality & make as approved by Engineer in charge. (a) 15 mm nominal dia | item no.201 | 20 | each | 5365.32 |  |  | Excess(+) | 1 | Full Conversion | INR | [40 empty] | 107306 | 107306 | INR One Lakh Seven Thousand Three Hundred & Six Only | 3.02 | Providing and fixing CP Brass Single lever telephonic wall mixer of quality & make as approved by Engineer in charge. (a) 15 mm nominal dia | item no.201 | 20 | each
3.03 | Providing and fixing white vitreous china wash basin including making all connections but excluding the cost of fittings : | item no.202 | [52 empty] | 3.03 | Providing and fixing white vitreous china wash basin including making all connections but excluding the cost of fittings : | item no.202
3.04 | Flat back wash basin of size 550x400 mm | item no.203 | 25 | each | 802.67 |  |  | Excess(+) | 1 | Full Conversion | INR | [40 empty] | 20067 | 20067 | INR Twenty Thousand &Sixty Seven Only | 3.04 | Flat back wash basin of size 550x400 mm | item no.203 | 25 | each
3.05 | Providing and fixing 600x450 mm beveled edge mirror of superior glass (of approved quality) complete with 6 mm thick hard board ground fixed to wooden cleats with C.P. brass screws and washers complete. | item no.204 | 25 | each | 1237.3 |  |  | Excess(+) | 1 | Full Conversion | INR | [40 empty] | 30933 | 30933 | INR Thirty Thousand Nine Hundred & Thirty Three Only | 3.05 | Providing and fixing 600x450 mm beveled edge mirror of superior glass (of approved quality) complete with 6 mm thick hard board ground fixed to wooden cleats with C.P. brass screws and washers complete. | item no.204 | 25 | each
3.06 | Providing and fixing soil, waste and vent pipes : | item no.205 | [52 empty] | 3.06 | Providing and fixing soil, waste and vent pipes : | item no.205
3.07 | 100 mm dia | item no.206 | [52 empty] | 3.07 | 100 mm dia | item no.206
3.08 | Sand cast iron S&S pipe as per IS: 1729 | item no.207 | 30.44 | metre | 892.63 |  |  | Excess(+) | 1 | Full Conversion | INR | [40 empty] | 27172 | 27172 | INR Twenty Seven Thousand One Hundred & Seventy Two Only | 3.08 | Sand cast iron S&S pipe as per IS: 1729 | item no.207 | 30.44 | metre
3.09 | Centrifugally cast (spun) iron socket &spigot (S&S) pipe as per IS: 3989 | item no.208 | 11.1 | metre | 944.67 |  |  | Excess(+) | 1 | Full Conversion | INR | [40 empty] | 10486 | 10486 | INR Ten Thousand Four Hundred & Eighty Six Only | 3.09 | Centrifugally cast (spun) iron socket &spigot (S&S) pipe as per IS: 3989 | item no.208 | 11.1 | metre
3.1 | 75 mm diameter : | item no.209 | [52 empty] | 3.1 | 75 mm diameter : | item no.209
3.11 | Sand cast iron S&S pipe as per IS: 1729 | item no.210 | 14.28 | metre | 816.79 |  |  | Excess(+) | 1 | Full Conversion | INR | [40 empty] | 11664 | 11664 | INR Eleven Thousand Six Hundred & Sixty Four Only | 3.11 | Sand cast iron S&S pipe as per IS: 1729 | item no.210 | 14.28 | metre
3.12 | Centrifugally cast (spun) iron socketed pipeas per IS: 3989 | item no.211 | 4.4 | metre | 913.72 |  |  | Excess(+) | 1 | Full Conversion | INR | [40 empty] | 4020 | 4020 | INR Four Thousand &Twenty Only | 3.12 | Centrifugally cast (spun) iron socketed pipeas per IS: 3989 | item no.211 | 4.4 | metre
3.13 | Providing and fixing bend of required degree with access door, insertion rubber washer 3 mm thick, bolts and nuts complete. | item no.212 | [52 empty] | 3.13 | Providing and fixing bend of required degree with access door, insertion rubber washer 3 mm thick, bolts and nuts complete. | item no.212
3.14 | 100 mm dia | item no.213 | [52 empty] | 3.14 | 100 mm dia | item no.213
3.15 | Sand cast iron S&S as per IS - 1729 | item no.214 | 6 | each | 465.32 |  |  | Excess(+) | 1 | Full Conversion | INR | [40 empty] | 2792 | 2792 | INR Two Thousand Seven Hundred & Ninety Two Only | 3.15 | Sand cast iron S&S as per IS - 1729 | item no.214 | 6 | each
3.16 | Sand cast iron S&S as per IS - 3989 | item no.215 | 6 | each | 523.98 |  |  | Excess(+) | 1 | Full Conversion | INR | [40 empty] | 3144 | 3144 | INR Three Thousand One Hundred & Forty Four Only | 3.16 | Sand cast iron S&S as per IS - 3989 | item no.215 | 6 | each
3.17 | Providing and fixing plain bend of required degree. | item no.216 | [52 empty] | 3.17 | Providing and fixing plain bend of required degree. | item no.216
3.18 | 100 mm dia | item no.217 | [52 empty] | 3.18 | 100 mm dia | item no.217
3.19 | Sand cast iron S&S as per IS - 1729 | item no.218 | 7 | each | 362.07 |  |  | Excess(+) | 1 | Full Conversion | INR | [40 empty] | 2534 | 2534 | INR Two Thousand Five Hundred & Thirty Four Only | 3.19 | Sand cast iron S&S as per IS - 1729 | item no.218 | 7 | each
3.2 | Sand cast iron S&S as per IS : 3989 | item no.219 | 6 | each | 385.57 |  |  | Excess(+) | 1 | Full Conversion | INR | [40 empty] | 2313 | 2313 | INR Two Thousand Three Hundred & Thirteen Only | 3.2 | Sand cast iron S&S as per IS : 3989 | item no.219 | 6 | each
3.21 | Providing and fixing single equal plain junction of required degreewith access door, insertion rubber washer 3 mm thick, bolts andnuts complete. | item no.220 | [52 empty] | 3.21 | Providing and fixing single equal plain junction of required degreewith access door, insertion rubber washer 3 mm thick, bolts andnuts complete. | item no.220
3.22 | 100x100x100 mm | item no.221 | [52 empty] | 3.22 | 100x100x100 mm | item no.221
3.23 | Sand cast iron S&S as per IS - 3989 | item no.222 | 5 | each | 641.29 |  |  | Excess(+) | 1 | Full Conversion | INR | [40 empty] | 3206 | 3206 | INR Three Thousand Two Hundred & Six Only | 3.23 | Sand cast iron S&S as per IS - 3989 | item no.222 | 5 | each
3.24 | Providing and fixing collar : | item no.223 | [52 empty] | 3.24 | Providing and fixing collar : | item no.223
3.25 | 100 mm | item no.224 | [52 empty] | 3.25 | 100 mm | item no.224
3.26 | Sand cast iron S&S as per IS - 1729 | item no.225 | 8 | each | 350.37 |  |  | Excess(+) | 1 | Full Conversion | INR | [40 empty] | 2803 | 2803 | INR Two Thousand Eight Hundred & Three Only | 3.26 | Sand cast iron S&S as per IS - 1729 | item no.225 | 8 | each
3.27 | Sand cast iron S&S as per IS - 3989 | item no.226 | 5 | each | 385.57 |  |  | Excess(+) | 1 | Full Conversion | INR | [40 empty] | 1928 | 1928 | INR One Thousand Nine Hundred & Twenty Eight Only | 3.27 | Sand cast iron S&S as per IS - 3989 | item no.226 | 5 | each
3.28 | 75 mm | item no.227 | [52 empty] | 3.28 | 75 mm | item no.227
3.29 | Sand cast iron S&S as per IS - 1729 | item no.228 | 8 | each | 238 |  |  | Excess(+) | 1 | Full Conversion | INR | [40 empty] | 1904 | 1904 | INR One Thousand Nine Hundred & Four Only | 3.29 | Sand cast iron S&S as per IS - 1729 | item no.228 | 8 | each
3.3 | Sand cast iron S&S as per IS - 3989 | item no.229 | 5 | each | 238 |  |  | Excess(+) | 1 | Full Conversion | INR | [40 empty] | 1190 | 1190 | INR One Thousand One Hundred & Ninety Only | 3.3 | Sand cast iron S&S as per IS - 3989 | item no.229 | 5 | each
3.31 | Providing lead caulked joints to sand cast iron/centrifugally cast (spun) iron pipes and fittings of diameter : | item no.230 | [52 empty] | 3.31 | Providing lead caulked joints to sand cast iron/centrifugally cast (spun) iron pipes and fittings of diameter : | item no.230
3.32 | 100 mm | item no.231 | 33 | each | 481.93 |  |  | Excess(+) | 1 | Full Conversion | INR | [40 empty] | 15904 | 15904 | INR Fifteen Thousand Nine Hundred & Four Only | 3.32 | 100 mm | item no.231 | 33 | each
3.33 | 75 mm | item no.232 | 18 | each | 408.94 |  |  | Excess(+) | 1 | Full Conversion | INR | [40 empty] | 7361 | 7361 | INR Seven Thousand Three Hundred & Sixty One Only | 3.33 | 75 mm | item no.232 | 18 | each
3.34 | Providing and fixing trap of self cleansing design with screwed down or hinged grating with or without vent arm complete, including cost of cutting and making good the walls and floors : | item no.233 | [52 empty] | 3.34 | Providing and fixing trap of self cleansing design with screwed down or hinged grating with or without vent arm complete, including cost of cutting and making good the walls and floors : | item no.233
3.35 | 100 mm inlet and 100 mm outlet | item no.234 | [52 empty] | 3.35 | 100 mm inlet and 100 mm outlet | item no.234
3.36 | Sand cast iron S&S as per IS: 3989 | item no.235 | 4 | each | 1406.48 |  |  | Excess(+) | 1 | Full Conversion | INR | [40 empty] | 5626 | 5626 | INR Five Thousand Six Hundred & Twenty Six Only | 3.36 | Sand cast iron S&S as per IS: 3989 | item no.235 | 4 | each
3.37 | Sand Cast Iron S&S as per IS: 1729 | item no.236 | 14 | each | 1230.55 |  |  | Excess(+) | 1 | Full Conversion | INR | [40 empty] | 17228 | 17228 | INR Seventeen Thousand Two Hundred & Twenty Eight Only | 3.37 | Sand Cast Iron S&S as per IS: 1729 | item no.236 | 14 | each
3.38 | 100 mm inlet and 75 mm outlet | item no.237 | [52 empty] | 3.38 | 100 mm inlet and 75 mm outlet | item no.237
3.39 | Sand Cast Iron S&S as per IS- 1729 | item no.238 | 8 | each | 1136.69 |  |  | Excess(+) | 1 | Full Conversion | INR | [40 empty] | 9094 | 9094 | INR Nine Thousand &Ninety Four Only | 3.39 | Sand Cast Iron S&S as per IS- 1729 | item no.238 | 8 | each
3.4 | WATER SUPPLY | item no.239 | [52 empty] | 3.4 | WATER SUPPLY | item no.239
3.41 | Providing and fixing Chlorinated Polyvinyl Chloride (CPVC) pipes, having thermal stability for hot & cold water supply, including all CPVC plain & brass threaded fittings, including fixing the pipe with clamps at 1.00 m spacing. This includes jointing of pipes & fittings with one step CPVC solvent cement and testing of joints complete as per direction of Engineer in Charge. Internal work - Exposed on wall | item no.240 | [52 empty] | 3.41 | Providing and fixing Chlorinated Polyvinyl Chloride (CPVC) pipes, having thermal stability for hot & cold water supply, including all CPVC plain & brass threaded fittings, including fixing the pipe with clamps at 1.00 m spacing. This includes jointing of pipes & fittings with one step CPVC solvent cement and testing of joints complete as per direction of Engineer in Charge. Internal work - Exposed on wall | item no.240
3.42 | 20 mm nominal dia Pipes | item no.241 | 27.2 | metre | 285.05 |  |  | Excess(+) | 1 | Full Conversion | INR | [40 empty] | 7753 | 7753 | INR Seven Thousand Seven Hundred & Fifty Three Only | 3.42 | 20 mm nominal dia Pipes | item no.241 | 27.2 | metre
3.43 | 25 mm nominal dia Pipes | item no.242 | 2 | metre | 358.22 |  |  | Excess(+) | 1 | Full Conversion | INR | [40 empty] | 716 | 716 | INR Seven Hundred & Sixteen Only | 3.43 | 25 mm nominal dia Pipes | item no.242 | 2 | metre
3.44 | 32 mm nominal dia Pipes | item no.243 | 9.75 | metre | 439.23 |  |  | Excess(+) | 1 | Full Conversion | INR | [40 empty] | 4282 | 4282 | INR Four Thousand Two Hundred & Eighty Two Only | 3.44 | 32 mm nominal dia Pipes | item no.243 | 9.75 | metre
3.45 | Providing and fixing Chlorinated Polyvinyl Chloride (CPVC) pipes, having thermal stability for hot & cold water supply, including all CPVC plain & brass threaded fittings, i/c fixing the pipe with clamps at 1.00 m spacing. This includes jointing of pipes & fittings with one step CPVC solvent cement and the cost of cutting chases and making good the same including testing of joints complete as per direction of Engineer in Charge. Concealed work, including cutting chases and making good the walls etc. | item no.244 | [52 empty] | 3.45 | Providing and fixing Chlorinated Polyvinyl Chloride (CPVC) pipes, having thermal stability for hot & cold water supply, including all CPVC plain & brass threaded fittings, i/c fixing the pipe with clamps at 1.00 m spacing. This includes jointing of pipes & fittings with one step CPVC solvent cement and the cost of cutting chases and making good the same including testing of joints complete as per direction of Engineer in Charge. Concealed work, including cutting chases and making good the walls etc. | item no.244
3.46 | 20 mm nominal dia Pipes | item no.245 | 254 | metre | 450.46 |  |  | Excess(+) | 1 | Full Conversion | INR | [40 empty] | 114417 | 114417 | INR One Lakh Fourteen Thousand Four Hundred & Seventeen Only | 3.46 | 20 mm nominal dia Pipes | item no.245 | 254 | metre
3.47 | Providing and fixing Chlorinated Polyvinyl Chloride (CPVC) pipes, having thermal stability for hot & cold water supply including all CPVC plain & brass threaded fittings This includes jointing of pipes & fittings with one step CPVC solvent cement, trenching, refilling & testing of joints complete as per direction of Engineer in Charge. External work | item no.246 | [52 empty] | 3.47 | Providing and fixing Chlorinated Polyvinyl Chloride (CPVC) pipes, having thermal stability for hot & cold water supply including all CPVC plain & brass threaded fittings This includes jointing of pipes & fittings with one step CPVC solvent cement, trenching, refilling & testing of joints complete as per direction of Engineer in Charge. External work | item no.246
3.48 | 20 mm nominal dia Pipes | item no.247 | 38.5 | metre | 241.34 |  |  | Excess(+) | 1 | Full Conversion | INR | [40 empty] | 9292 | 9292 | INR Nine Thousand Two Hundred & Ninety Two Only | 3.48 | 20 mm nominal dia Pipes | item no.247 | 38.5 | metre
3.49 | 25 mm nominal dia Pipes | item no.248 | 390 | metre | 324.98 |  |  | Excess(+) | 1 | Full Conversion | INR | [40 empty] | 126742 | 126742 | INR One Lakh Twenty Six Thousand Seven Hundred & Forty Two Only | 3.49 | 25 mm nominal dia Pipes | item no.248 | 390 | metre
3.5 | 32 mm nominal dia Pipes | item no.249 | 30.2 | metre | 381.45 |  |  | Excess(+) | 1 | Full Conversion | INR | [40 empty] | 11520 | 11520 | INR Eleven Thousand Five Hundred & Twenty Only | 3.5 | 32 mm nominal dia Pipes | item no.249 | 30.2 | metre
3.51 | Providing and fixing G.I. pipes complete with G.I. fittings and clamps, i/c cutting and making good the walls etc. Internal work - Exposed on wall | item no.250 | [52 empty] | 3.51 | Providing and fixing G.I. pipes complete with G.I. fittings and clamps, i/c cutting and making good the walls etc. Internal work - Exposed on wall | item no.250
3.52 | 15 mm dia nominal bore | item no.251 | 22.28 | metre | 266.68 |  |  | Excess(+) | 1 | Full Conversion | INR | [40 empty] | 5942 | 5942 | INR Five Thousand Nine Hundred & Forty Two Only | 3.52 | 15 mm dia nominal bore | item no.251 | 22.28 | metre
3.53 | 20 mm dia nominal bore | item no.252 | 320 | metre | 327.35 |  |  | Excess(+) | 1 | Full Conversion | INR | [40 empty] | 104752 | 104752 | INR One Lakh Four Thousand Seven Hundred & Fifty Two Only | 3.53 | 20 mm dia nominal bore | item no.252 | 320 | metre
3.54 | Providing and fixing G.I. pipes complete with G.I. fittings including trenching and refilling etc. External work | item no.253 | [52 empty] | 3.54 | Providing and fixing G.I. pipes complete with G.I. fittings including trenching and refilling etc. External work | item no.253
3.55 | 20 mm dia nominal bore | item no.254 | 1 | metre | 276.5 |  |  | Excess(+) | 1 | Full Conversion | INR | [40 empty] | 277 | 277 | INR Two Hundred & Seventy Seven Only | 3.55 | 20 mm dia nominal bore | item no.254 | 1 | metre
3.56 | 25 mm dia nominal bore | item no.255 | 1 | metre | 366.46 |  |  | Excess(+) | 1 | Full Conversion | INR | [40 empty] | 366 | 366 | INR Three Hundred & Sixty Six Only | 3.56 | 25 mm dia nominal bore | item no.255 | 1 | metre
3.57 | 32 mm dia nominal bore | item no.256 | 2.6 | metre | 401.31 |  |  | Excess(+) | 1 | Full Conversion | INR | [40 empty] | 1043 | 1043 | INR One Thousand &Forty Three Only | 3.57 | 32 mm dia nominal bore | item no.256 | 2.6 | metre
3.58 | Making connection of G.I. distribution branch with G.I. main of following sizes by providing and fixing tee, including cutting and threading the pipe etc. complete : | item no.257 | [52 empty] | 3.58 | Making connection of G.I. distribution branch with G.I. main of following sizes by providing and fixing tee, including cutting and threading the pipe etc. complete : | item no.257
3.59 | 25 to 40 mm nominal bore | item no.258 | 4 | each | 663.83 |  |  | Excess(+) | 1 | Full Conversion | INR | [40 empty] | 2655 | 2655 | INR Two Thousand Six Hundred & Fifty Five Only | 3.59 | 25 to 40 mm nominal bore | item no.258 | 4 | each
3.6 | Providing and fixing gun metal gate valve with C.I. wheel of approved quality (screwed end) : | item no.259 | [52 empty] | 3.6 | Providing and fixing gun metal gate valve with C.I. wheel of approved quality (screwed end) : | item no.259
3.61 | 25 mm nominal bore | item no.260 | 11 | each | 466.76 |  |  | Excess(+) | 1 | Full Conversion | INR | [40 empty] | 5134 | 5134 | INR Five Thousand One Hundred & Thirty Four Only | 3.61 | 25 mm nominal bore | item no.260 | 11 | each
3.62 | 20 mm nominal bore | item no.261 | 36 | each | 404.86 |  |  | Excess(+) | 1 | Full Conversion | INR | [40 empty] | 14575 | 14575 | INR Fourteen Thousand Five Hundred & Seventy Five Only | 3.62 | 20 mm nominal bore | item no.261 | 36 | each
3.63 | Providing and fixing ball valve (brass) of approved quality, High or low pressure, with plastic floats complete : | item no.262 | [52 empty] | 3.63 | Providing and fixing ball valve (brass) of approved quality, High or low pressure, with plastic floats complete : | item no.262
3.64 | 20 mm nominal bore | item no.263 | 9 | each | 348.48 |  |  | Excess(+) | 1 | Full Conversion | INR | [40 empty] | 3136 | 3136 | INR Three Thousand One Hundred & Thirty Six Only | 3.64 | 20 mm nominal bore | item no.263 | 9 | each
3.65 | Providing and fixing brass ferrule with C.I. mouth cover including boring and tapping the main : | item no.264 | [52 empty] | 3.65 | Providing and fixing brass ferrule with C.I. mouth cover including boring and tapping the main : | item no.264
3.66 | 20 mm nominal bore | item no.265 | 2 | each | 305.04 |  |  | Excess(+) | 1 | Full Conversion | INR | [40 empty] | 610 | 610 | INR Six Hundred & Ten Only | 3.66 | 20 mm nominal bore | item no.265 | 2 | each
3.67 | 25 mm nominal bore | item no.266 | 2 | each | 391.93 | 20610 |  | Excess(+) | 1 | Full Conversion | INR | [40 empty] | 784 | 784 | INR Seven Hundred & Eighty Four Only | 3.67 | 25 mm nominal bore | item no.266 | 2 | each
3.68 | Providing and fixing uplasticised PVC connection pipe with brass unions : | item no.267 | [52 empty] | 3.68 | Providing and fixing uplasticised PVC connection pipe with brass unions : | item no.267
3.69 | 45 cm length | item no.268 | [52 empty] | 3.69 | 45 cm length | item no.268
3.7 | 15 mm nominal bore | item no.269 | 94 | each | 74.7 |  |  | Excess(+) | 1 | Full Conversion | INR | [40 empty] | 7022 | 7022 | INR Seven Thousand &Twenty Two Only | 3.7 | 15 mm nominal bore | item no.269 | 94 | each
3.71 | Constructing masonry Chamber 30x30x50 cm inside, in brick work in cement mortar 1:4 (1 cement :4 coarse sand) for stop cock, with C. I. surface box 100x100 x75 mm (inside) with hinged cover fixed in cement concrete slab 1:2:4 mix (1 cement : 2 coarse sand : 4 graded stone aggregate 20 mm nominal size), i/c necessary excavation, foundation concrete 1:5:10 ( 1 cement : 5 fine sand : 10 graded stone aggregate 40mm nominal size ) and inside plastering with cement mortar 1:3 (1 cement : 3 coarse sand) 12mm thick, finished with a floating coat of neat cement complete as per standard design : | item no.270 | [52 empty] | 3.71 | Constructing masonry Chamber 30x30x50 cm inside, in brick work in cement mortar 1:4 (1 cement :4 coarse sand) for stop cock, with C. I. surface box 100x100 x75 mm (inside) with hinged cover fixed in cement concrete slab 1:2:4 mix (1 cement : 2 coarse sand : 4 graded stone aggregate 20 mm nominal size), i/c necessary excavation, foundation concrete 1:5:10 ( 1 cement : 5 fine sand : 10 graded stone aggregate 40mm nominal size ) and inside plastering with cement mortar 1:3 (1 cement : 3 coarse sand) 12mm thick, finished with a floating coat of neat cement complete as per standard design : | item no.270
3.72 | With common burnt clay F.P.S.(non modular) bricks of class designation 7.5 | item no.271 | 15 | each | 1501.22 |  |  | Excess(+) | 1 | Full Conversion | INR | [40 empty] | 22518 | 22518 | INR Twenty Two Thousand Five Hundred & Eighteen Only | 3.72 | With common burnt clay F.P.S.(non modular) bricks of class designation 7.5 | item no.271 | 15 | each
3.73 | Painting G.I. pipes and fittings with two coats of anti-corrosive bitumastic paint of approved quality : | item no.272 | [52 empty] | 3.73 | Painting G.I. pipes and fittings with two coats of anti-corrosive bitumastic paint of approved quality : | item no.272
3.74 | 15 mm diameter pipe | item no.273 | 1 | metre | 8.81 |  |  | Excess(+) | 1 | Full Conversion | INR | [40 empty] | 9 | 9 | INR Nine Only | 3.74 | 15 mm diameter pipe | item no.273 | 1 | metre
3.75 | 20 mm diameter pipe | item no.274 | 1 | metre | 10.52 |  |  | Excess(+) | 1 | Full Conversion | INR | [40 empty] | 11 | 11 | INR Eleven Only | 3.75 | 20 mm diameter pipe | item no.274 | 1 | metre
3.76 | 25 mm diameter pipe | item no.275 | 1 | metre | 13.37 |  |  | Excess(+) | 1 | Full Conversion | INR | [40 empty] | 13 | 13 | INR Thirteen Only | 3.76 | 25 mm diameter pipe | item no.275 | 1 | metre
3.77 | Providing and fixing G.I. Union in G.I. pipe including cutting and threading the pipe and making long screws etc. complete (New work) : | item no.276 | [52 empty] | 3.77 | Providing and fixing G.I. Union in G.I. pipe including cutting and threading the pipe and making long screws etc. complete (New work) : | item no.276
3.78 | 20 mm nominal bore | item no.277 | 35 | each | 253.44 |  |  | Excess(+) | 1 | Full Conversion | INR | [40 empty] | 8870 | 8870 | INR Eight Thousand Eight Hundred & Seventy Only | 3.78 | 20 mm nominal bore | item no.277 | 35 | each
3.79 | Providing and placing on terrace (at all floor levels) polyethylene water storage tank, IS : 12701 marked, with cover and suitable locking arrangement and making necessary holes for inlet, outlet and overflow pipes but without fittings and the base support for tank. | item no.278 | 3000 | per litre | 8.5 |  |  | Excess(+) | 1 | Full Conversion | INR | [40 empty] | 25500 | 25500 | INR Twenty Five Thousand Five Hundred Only | 3.79 | Providing and placing on terrace (at all floor levels) polyethylene water storage tank, IS : 12701 marked, with cover and suitable locking arrangement and making necessary holes for inlet, outlet and overflow pipes but without fittings and the base support for tank. | item no.278 | 3000 | per litre
3.8 | Providing and fixing C.P. brass bib cock of approved quality conforming to IS:8931 : | item no.279 | [52 empty] | 3.8 | Providing and fixing C.P. brass bib cock of approved quality conforming to IS:8931 : | item no.279
3.81 | 15 mm nominal bore | item no.280 | 28 | each | 380.71 |  |  | Excess(+) | 1 | Full Conversion | INR | [40 empty] | 10660 | 10660 | INR Ten Thousand Six Hundred & Sixty Only | 3.81 | 15 mm nominal bore | item no.280 | 28 | each
3.82 | Providing and fixing C.P. brass long nose bib cock of approved quality conforming to IS standards and weighing not less than 810 gms. | item no.281 | [52 empty] | 3.82 | Providing and fixing C.P. brass long nose bib cock of approved quality conforming to IS standards and weighing not less than 810 gms. | item no.281
3.83 | 15 mm nominal bore | item no.282 | 16 | each | 626.96 |  |  | Excess(+) | 1 | Full Conversion | INR | [40 empty] | 10031 | 10031 | INR Ten Thousand &Thirty One Only | 3.83 | 15 mm nominal bore | item no.282 | 16 | each
3.84 | Providing and fixing C.P. brass stop cock (concealed) of standard design and of approved make conforming to IS:8931. | item no.283 | [52 empty] | 3.84 | Providing and fixing C.P. brass stop cock (concealed) of standard design and of approved make conforming to IS:8931. | item no.283
3.85 | 15 mm nominal bore | item no.284 | 24 | each | 521.48 |  |  | Excess(+) | 1 | Full Conversion | INR | [40 empty] | 12516 | 12516 | INR Twelve Thousand Five Hundred & Sixteen Only | 3.85 | 15 mm nominal bore | item no.284 | 24 | each
3.86 | Providing and fixing C.P. brass angle valve for basin mixer and geyser points of approved quality conforming to IS:8931 | item no.285 | [52 empty] | 3.86 | Providing and fixing C.P. brass angle valve for basin mixer and geyser points of approved quality conforming to IS:8931 | item no.285
3.87 | 15mm nominal bore | item no.286 | 141 | each | 438.71 |  |  | Excess(+) | 1 | Full Conversion | INR | [40 empty] | 61858 | 61858 | INR Sixty One Thousand Eight Hundred & Fifty Eight Only | 3.87 | 15mm nominal bore | item no.286 | 141 | each
3.88 | Providing and fixing C.P. Brass extension nipple (size 15mmx50mm) of approved make and quality as per direction of Engineer-in-charge. | item no.287 | 133 | each | 54.09 |  |  | Excess(+) | 1 | Full Conversion | INR | [40 empty] | 7194 | 7194 | INR Seven Thousand One Hundred & Ninety Four Only | 3.88 | Providing and fixing C.P. Brass extension nipple (size 15mmx50mm) of approved make and quality as per direction of Engineer-in-charge. | item no.287 | 133 | each
3.89 | Cutting holes up to 30x30 cm in walls including making good the same: | item no.288 | [52 empty] | 3.89 | Cutting holes up to 30x30 cm in walls including making good the same: | item no.288
3.9 | With common burnt clay F.P.S. (non modular) bricks | item no.289 | 26 | each | 317.75 |  |  | Excess(+) | 1 | Full Conversion | INR | [40 empty] | 8262 | 8262 | INR Eight Thousand Two Hundred & Sixty Two Only | 3.9 | With common burnt clay F.P.S. (non modular) bricks | item no.289 | 26 | each
3.91 | Making chases up to 7.5x7.5 cm in walls including making good and finishing with matching surface after housing G.I. pipe etc. | item no.290 | 144.51 | metre | 150.63 |  |  | Excess(+) | 1 | Full Conversion | INR | [40 empty] | 21768 | 21768 | INR Twenty One Thousand Seven Hundred & Sixty Eight Only | 3.91 | Making chases up to 7.5x7.5 cm in walls including making good and finishing with matching surface after housing G.I. pipe etc. | item no.290 | 144.51 | metre
3.92 | DRAINAGE | item no.291 | [52 empty] | 3.92 | DRAINAGE | item no.291
3.93 | Providing and fixing square-mouth S.W. gully trap class SP-1 complete with C.I. grating brick masonry chamber with water tight C.I. cover with frame of 300 x300 mm size (inside) the weight of cover to be not less than 4.50 kg and frame to be not less than 2.70 kg as per standard design: | item no.292 | [52 empty] | 3.93 | Providing and fixing square-mouth S.W. gully trap class SP-1 complete with C.I. grating brick masonry chamber with water tight C.I. cover with frame of 300 x300 mm size (inside) the weight of cover to be not less than 4.50 kg and frame to be not less than 2.70 kg as per standard design: | item no.292
3.94 | 100x100 mm size P type | item no.293 | [52 empty] | 3.94 | 100x100 mm size P type | item no.293
3.95 | With common burnt clay F.P.S. (non modular) bricks of class designation 7.5 | item no.294 | 5 | each | 2151.29 |  |  | Excess(+) | 1 | Full Conversion | INR | [40 empty] | 10756 | 10756 | INR Ten Thousand Seven Hundred & Fifty Six Only | 3.95 | With common burnt clay F.P.S. (non modular) bricks of class designation 7.5 | item no.294 | 5 | each
3.96 | Making connection of drain or sewer line with existing manhole including breaking into and making good the walls, floors with cement concrete 1:2:4 mix (1 cement : 2 coarse sand : 4 graded stone aggregate 20 mm nominal size) cement plastered on both sides with cement mortar 1:3 (1 cement : 3 coarse sand), finished with a floating coat of neat cement and making necessary channels for the drain etc. complete : | item no.295 | [52 empty] | 3.96 | Making connection of drain or sewer line with existing manhole including breaking into and making good the walls, floors with cement concrete 1:2:4 mix (1 cement : 2 coarse sand : 4 graded stone aggregate 20 mm nominal size) cement plastered on both sides with cement mortar 1:3 (1 cement : 3 coarse sand), finished with a floating coat of neat cement and making necessary channels for the drain etc. complete : | item no.295
3.97 | For pipes 100 to 250 mm diameter | item no.296 | 8 | each | 599.47 |  |  | Excess(+) | 1 | Full Conversion | INR | [40 empty] | 4796 | 4796 | INR Four Thousand Seven Hundred & Ninety Six Only | 3.97 | For pipes 100 to 250 mm diameter | item no.296 | 8 | each
3.98 | ALUMINIUM WORK | item no.297 | [52 empty] | 3.98 | ALUMINIUM WORK | item no.297
3.99 | Providing and fixing aluminium work for doors, windows, ventilators and partitions with extruded built up standard tubular sections/ appropriate Z sections and other sections of approved make conforming to IS: 733 and IS: 1285, fixing with dash fasteners of required dia and size, including necessary filling up the gaps at junctions, i.e. at top, bottom and sides with required EPDM rubber/ neoprene gasket etc. Aluminium sections shall be smooth, rust free, straight, mitred and jointed mechanically wherever required including cleat angle, Aluminium snap beading for glazing / paneling, C.P. brass / stainless steel screws, all complete as per architectural drawings and the directions of Engineer-in-charge. (Glazing, paneling and dash fasteners to be paid for separately) : | item no.298 | [52 empty] | 3.99 | Providing and fixing aluminium work for doors, windows, ventilators and partitions with extruded built up standard tubular sections/ appropriate Z sections and other sections of approved make conforming to IS: 733 and IS: 1285, fixing with dash fasteners of required dia and size, including necessary filling up the gaps at junctions, i.e. at top, bottom and sides with required EPDM rubber/ neoprene gasket etc. Aluminium sections shall be smooth, rust free, straight, mitred and jointed mechanically wherever required including cleat angle, Aluminium snap beading for glazing / paneling, C.P. brass / stainless steel screws, all complete as per architectural drawings and the directions of Engineer-in-charge. (Glazing, paneling and dash fasteners to be paid for separately) : | item no.298
4 | For fixed portion | item no.299 | [52 empty] | 4 | For fixed portion | item no.299
4.01 | Powder coated aluminium (minimum thickness of powder coating 50 micron) | item no.300 | 790 | kg | 408.85 |  |  | Excess(+) | 1 | Full Conversion | INR | [40 empty] | 322992 | 322992 | INR Three Lakh Twenty Two Thousand Nine Hundred & Ninety Two Only | 4.01 | Powder coated aluminium (minimum thickness of powder coating 50 micron) | item no.300 | 790 | kg
4.02 | For shutters of doors, windows & ventilators including providing and fixing hinges/ pivots and making provision for fixing of fittings wherever required including the cost of EPDM rubber / neoprene gasket required (Fittings shall be paid for separately) | item no.301 | [52 empty] | 4.02 | For shutters of doors, windows & ventilators including providing and fixing hinges/ pivots and making provision for fixing of fittings wherever required including the cost of EPDM rubber / neoprene gasket required (Fittings shall be paid for separately) | item no.301
4.03 | Powder coated aluminium (minimum thickness of powder coating 50 micron) | item no.302 | 1470 | kg | 495.22 |  |  | Excess(+) | 1 | Full Conversion | INR | [40 empty] | 727973 | 727973 | INR Seven Lakh Twenty Seven Thousand Nine Hundred & Seventy Three Only | 4.03 | Powder coated aluminium (minimum thickness of powder coating 50 micron) | item no.302 | 1470 | kg
4.04 | Providing and fixing glazing in aluminium door, window, ventilator shutters and partitions etc. with EPDM rubber / neoprene gasket etc. complete as per the architectural drawings and the directions of engineer-in-charge . (Cost of aluminium snap beading shall be paid in basic item): | item no.303 | [52 empty] | 4.04 | Providing and fixing glazing in aluminium door, window, ventilator shutters and partitions etc. with EPDM rubber / neoprene gasket etc. complete as per the architectural drawings and the directions of engineer-in-charge . (Cost of aluminium snap beading shall be paid in basic item): | item no.303
4.05 | With float glass panes of 5 mm thickness (weight not less than 12.50 kg/sqm) | item no.304 | 12.35 | sqm | 1162.25 |  |  | Excess(+) | 1 | Full Conversion | INR | [40 empty] | 14354 | 14354 | INR Fourteen Thousand Three Hundred & Fifty Four Only | 4.05 | With float glass panes of 5 mm thickness (weight not less than 12.50 kg/sqm) | item no.304 | 12.35 | sqm
4.06 | Providing and fixing stainless steel (SS 304 grade) adjustable friction windows stays of approved quality with necessary stainless steel screws etc. to the side hung windows as per direction of Engineer- in-charge complete. | item no.305 | [52 empty] | 4.06 | Providing and fixing stainless steel (SS 304 grade) adjustable friction windows stays of approved quality with necessary stainless steel screws etc. to the side hung windows as per direction of Engineer- in-charge complete. | item no.305
4.07 | 255 X 19 mm | item no.306 | 48 | each | 288.64 |  |  | Excess(+) | 1 | Full Conversion | INR | [40 empty] | 13855 | 13855 | INR Thirteen Thousand Eight Hundred & Fifty Five Only | 4.07 | 255 X 19 mm | item no.306 | 48 | each
4.08 | Filling the gap in between aluminium/ stone/ wood frame and adjacent RCC/Brick/ Stone/ wood/ Ceramic/ Gypsum work by providing weather/structural non sag elastomeric PU sealant over backer rod of approved quality as per architectural drawings and direction of Engineer-in-charge complete, complying to ASTM C920, DIN 18540- F & ISO 11600 | item no.307 | [52 empty] | 4.08 | Filling the gap in between aluminium/ stone/ wood frame and adjacent RCC/Brick/ Stone/ wood/ Ceramic/ Gypsum work by providing weather/structural non sag elastomeric PU sealant over backer rod of approved quality as per architectural drawings and direction of Engineer-in-charge complete, complying to ASTM C920, DIN 18540- F & ISO 11600 | item no.307
4.09 | Upto 5 mm depth and 5 mm width | item no.308 | 585 | metre | 114.16 |  |  | Excess(+) | 1 | Full Conversion | INR | [40 empty] | 66784 | 66784 | INR Sixty Six Thousand Seven Hundred & Eighty Four Only | 4.09 | Upto 5 mm depth and 5 mm width | item no.308 | 585 | metre
4.1 | WATER PROOFING | item no.309 | [52 empty] | 4.1 | WATER PROOFING | item no.309
4.11 | Providing and laying water proofing treatment to vertical and horizontal surfaces of depressed portions of W.C., kitchen and the like consisting of: (i) Ist course of applying cement slurry @ 4.4 kg/sqm mixed with water proofing compound conforming to IS 2645 in recommended proportions including rounding off junction of vertical and horizontal surface. (ii) IInd course of 20 mm cement plaster 1:3 (1 cement : 3 coarse sand) mixed with water proofing compound in recommended proportion including rounding off junction of vertical and horizontal surface. (iii) IIIrd course of applying blown or residual bitumen applied hot at 1.7 kg. per sqm of area. (iv) IVth course of 400 micron thick PVC sheet. (Overlaps at joints of PVC sheet should be 100 mm wide and pasted to each other with bitumen @ 1.7 kg/sqm). | item no.310 | 5.1 | sqm | 678.86 |  |  | Excess(+) | 1 | Full Conversion | INR | [40 empty] | 3462 | 3462 | INR Three Thousand Four Hundred & Sixty Two Only | 4.11 | Providing and laying water proofing treatment to vertical and horizontal surfaces of depressed portions of W.C., kitchen and the like consisting of: (i) Ist course of applying cement slurry @ 4.4 kg/sqm mixed with water proofing compound conforming to IS 2645 in recommended proportions including rounding off junction of vertical and horizontal surface. (ii) IInd course of 20 mm cement plaster 1:3 (1 cement : 3 coarse sand) mixed with water proofing compound in recommended proportion including rounding off junction of vertical and horizontal surface. (iii) IIIrd course of applying blown or residual bitumen applied hot at 1.7 kg. per sqm of area. (iv) IVth course of 400 micron thick PVC sheet. (Overlaps at joints of PVC sheet should be 100 mm wide and pasted to each other with bitumen @ 1.7 kg/sqm). | item no.310 | 5.1 | sqm
4.12 | Providing and laying integral cement based water proofing treatment including preparation of surface as required for treatment of roofs, balconies, terraces etc consisting of following operations: (a) Applying a slurry coat of neat cement using 2.75 kg/sqm of cement admixed with water proofing compound conforming to IS. 2645 and approved by Engineer-in-charge over the RCC slab including adjoining walls upto 300 mm height including cleaning the surface before treatment. (b) Laying brick bats with mortar using broken bricks/brick bats 25 mm to 115 mm size with 50% of cement mortar 1:5 (1 cement : 5 coarse sand) admixed with water proofing compound conforming to IS : 2645 and approved by Engineer- in-charge over 20 mm thick layer of cement mortar of mix 1:5 (1 cement :5 coarse sand ) admixed with water proofing compound conforming to IS : 2645 and approved by Engineer- in-charge to required slope and treating similarly the adjoining walls upto 300 mm height including rounding of junctions of walls and slabs. (c) After two days of proper curing applying a second coat of cement slurry using 2.75 kg/ sqm of cement admixed with water proofing compound conforming to IS : 2645 and approved by Engineer-in-charge. (d) Finishing the surface with 20 mm thick jointless cement mortar of mix 1:4 (1 cement :4 coarse sand) admixed with water proofing compound conforming to IS : 2645 and approved by Engineer-in-charge including laying glass fibre cloth of approved quality in top layer of plaster and finally finishing the surface with trowel with neat cement slurry and making pattern of 300x300 mm square 3 mm deep. (e) The whole terrace so finished shall be flooded with water for a minimum period of two weeks for curing and for final test.“All above operations to be done in order and as directed and specified by the Engineer-in-Charge : | item no.311 | [52 empty] | 4.12 | Providing and laying integral cement based water proofing treatment including preparation of surface as required for treatment of roofs, balconies, terraces etc consisting of following operations: (a) Applying a slurry coat of neat cement using 2.75 kg/sqm of cement admixed with water proofing compound conforming to IS. 2645 and approved by Engineer-in-charge over the RCC slab including adjoining walls upto 300 mm height including cleaning the surface before treatment. (b) Laying brick bats with mortar using broken bricks/brick bats 25 mm to 115 mm size with 50% of cement mortar 1:5 (1 cement : 5 coarse sand) admixed with water proofing compound conforming to IS : 2645 and approved by Engineer- in-charge over 20 mm thick layer of cement mortar of mix 1:5 (1 cement :5 coarse sand ) admixed with water proofing compound conforming to IS : 2645 and approved by Engineer- in-charge to required slope and treating similarly the adjoining walls upto 300 mm height including rounding of junctions of walls and slabs. (c) After two days of proper curing applying a second coat of cement slurry using 2.75 kg/ sqm of cement admixed with water proofing compound conforming to IS : 2645 and approved by Engineer-in-charge. (d) Finishing the surface with 20 mm thick jointless cement mortar of mix 1:4 (1 cement :4 coarse sand) admixed with water proofing compound conforming to IS : 2645 and approved by Engineer-in-charge including laying glass fibre cloth of approved quality in top layer of plaster and finally finishing the surface with trowel with neat cement slurry and making pattern of 300x300 mm square 3 mm deep. (e) The whole terrace so finished shall be flooded with water for a minimum period of two weeks for curing and for final test.“All above operations to be done in order and as directed and specified by the Engineer-in-Charge : | item no.311
4.13 | With average thickness of 120 mm and minimum thickness at khurra as 65 mm. | item no.312 | 290 | sqm | 1335.33 |  |  | Excess(+) | 1 | Full Conversion | INR | [40 empty] | 387246 | 387246 | INR Three Lakh Eighty Seven Thousand Two Hundred & Forty Six Only | 4.13 | With average thickness of 120 mm and minimum thickness at khurra as 65 mm. | item no.312 | 290 | sqm
4.14 | Providing and applying fibre reinforced elastomeric liquid water proofing membrane with resilient acrylic polymers having Sun Reflectivity Index (SRI) of 105 on top of concrete roof in three coats @10.76 litre/ 10 sqm. One coat of self-priming of elastomeric waterproofing liquid (dilution with water in the ratio of 3:1) and two coats of undiluted elastomeric waterproofing liquid (dry film thickness of complete application/system not less than 500 microns). The operation shall be carried out after scrapping and properly cleaning the surface to remove loose particles with wire brushes, complete in all respect as per the direction of Engineer-in-Charge. | item no.313 | 1600 | sqm | 415.73 |  |  | Excess(+) | 1 | Full Conversion | INR | [40 empty] | 665168 | 665168 | INR Six Lakh Sixty Five Thousand One Hundred & Sixty Eight Only | 4.14 | Providing and applying fibre reinforced elastomeric liquid water proofing membrane with resilient acrylic polymers having Sun Reflectivity Index (SRI) of 105 on top of concrete roof in three coats @10.76 litre/ 10 sqm. One coat of self-priming of elastomeric waterproofing liquid (dilution with water in the ratio of 3:1) and two coats of undiluted elastomeric waterproofing liquid (dry film thickness of complete application/system not less than 500 microns). The operation shall be carried out after scrapping and properly cleaning the surface to remove loose particles with wire brushes, complete in all respect as per the direction of Engineer-in-Charge. | item no.313 | 1600 | sqm
4.15 | Grading roof for water proofing treatment with | item no.314 | [52 empty] | 4.15 | Grading roof for water proofing treatment with | item no.314
4.16 | 1:2:4 (1 cement : 2 coarse sand (zone-III) derived from natural sources : 4 graded stone aggregate 20 mm nominal size derived from natural sources) | item no.315 | 1.65 | cum | 7510.75 |  |  | Excess(+) | 1 | Full Conversion | INR | [40 empty] | 12393 | 12393 | INR Twelve Thousand Three Hundred & Ninety Three Only | 4.16 | 1:2:4 (1 cement : 2 coarse sand (zone-III) derived from natural sources : 4 graded stone aggregate 20 mm nominal size derived from natural sources) | item no.315 | 1.65 | cum
4.17 | Providing and applying fibre reinforced elastomeric liquid water proofing membrane with resilient acrylic polymers having Sun Reflectivity Index (SRI) of 105 on top of concrete roof in three coats @10.76 litre/ 10 sqm. One coat of self-priming of elastomeric waterproofing liquid (dilution with water in the ratio of 3:1) and two coats of undiluted elastomeric waterproofing liquid (dry film thickness of complete application/system not less than 500 microns). The operation shall be carried out after scrapping and properly cleaning the surface to remove loose particles with wire brushes, complete in all respect as per the direction of Engineer-in-Charge. | item no.316 | 2925 | sqm | 474.15 |  |  | Excess(+) | 1 | Full Conversion | INR | [40 empty] | 1386889 | 1386889 | INR Thirteen Lakh Eighty Six Thousand Eight Hundred & Eighty Nine Only | 4.17 | Providing and applying fibre reinforced elastomeric liquid water proofing membrane with resilient acrylic polymers having Sun Reflectivity Index (SRI) of 105 on top of concrete roof in three coats @10.76 litre/ 10 sqm. One coat of self-priming of elastomeric waterproofing liquid (dilution with water in the ratio of 3:1) and two coats of undiluted elastomeric waterproofing liquid (dry film thickness of complete application/system not less than 500 microns). The operation shall be carried out after scrapping and properly cleaning the surface to remove loose particles with wire brushes, complete in all respect as per the direction of Engineer-in-Charge. | item no.316 | 2925 | sqm
4.18 | NEW TECHNOLOGIES AND MATERIALS | item no.317 | [52 empty] | 4.18 | NEW TECHNOLOGIES AND MATERIALS | item no.317
4.19 | Chipping of unsound/weak concrete material from slabs, beams, columns etc. with manual Chisel and/ or by standard power driven percussion type or of approved make including tapering of all edges, making square shoulders of cavities including cleaning the exposed concrete surface and reinforcement with wire brushes etc. and disposal of debris for all lead and lifts all complete as per direction of Engineer-In-Charge | item no.318 | [52 empty] | 4.19 | Chipping of unsound/weak concrete material from slabs, beams, columns etc. with manual Chisel and/ or by standard power driven percussion type or of approved make including tapering of all edges, making square shoulders of cavities including cleaning the exposed concrete surface and reinforcement with wire brushes etc. and disposal of debris for all lead and lifts all complete as per direction of Engineer-In-Charge | item no.318
4.2 | 75mm average thickness | item no.319 | 19 | sqm | 273.52 |  |  | Excess(+) | 1 | Full Conversion | INR | [40 empty] | 5197 | 5197 | INR Five Thousand One Hundred & Ninety Seven Only | 4.2 | 75mm average thickness | item no.319 | 19 | sqm
4.21 | 25 mm average thickness | item no.320 | 41.2 | sqm | 91.71 |  |  | Excess(+) | 1 | Full Conversion | INR | [40 empty] | 3778 | 3778 | INR Three Thousand Seven Hundred & Seventy Eight Only | 4.21 | 25 mm average thickness | item no.320 | 41.2 | sqm
4.22 | Cleaning of reinforcement from rust from the reinforcing bars to give it a total rust free steel surface by using alkaline chemical rust remover of approved make with paint brush and removing loose particles after 24 hours of its application with wire brush and thoroughly washing with water and allowing it to dry, all complete as per direction of Engineer-In-Charge. | item no.321 | [52 empty] | 4.22 | Cleaning of reinforcement from rust from the reinforcing bars to give it a total rust free steel surface by using alkaline chemical rust remover of approved make with paint brush and removing loose particles after 24 hours of its application with wire brush and thoroughly washing with water and allowing it to dry, all complete as per direction of Engineer-In-Charge. | item no.321
4.23 | Bars upto 12 mm diameter | item no.322 | 205 | metre | 5.83 |  |  | Excess(+) | 1 | Full Conversion | INR | [40 empty] | 1195 | 1195 | INR One Thousand One Hundred & Ninety Five Only | 4.23 | Bars upto 12 mm diameter | item no.322 | 205 | metre
4.24 | Providing, mixing and applying bonding coat of approved adhesive on chipped portion of RCC as per specifications and direction of Engineer-In-charge complete in all respect. | item no.323 | [52 empty] | 4.24 | Providing, mixing and applying bonding coat of approved adhesive on chipped portion of RCC as per specifications and direction of Engineer-In-charge complete in all respect. | item no.323
4.25 | Epoxy bonding adhesive having coverage 2.20 sqm/kg of approved make | item no.324 | 64.45 | sqm | 342.34 |  |  | Excess(+) | 1 | Full Conversion | INR | [40 empty] | 22064 | 22064 | INR Twenty Two Thousand &Sixty Four Only | 4.25 | Epoxy bonding adhesive having coverage 2.20 sqm/kg of approved make | item no.324 | 64.45 | sqm
4.26 | Providing, mixing and applying SBR polymer (of approved make) modified Cement mortar in proportion of 1:4 (1 cement: 4 graded coarse sand with polymer minimum 2% by wt. of cement used) as per specifications and directions of Engineer-in-charge. Note: Measurement and payment: The pre-measurement of thickness shall be done just after the surface preparation is completed and Payment under this item shall be made only after proper wet curing has been done and surface has been satisfactorily evaluated by sounding / tapping with a blunt metal instrument and/or the 75mm size cube crushing strength at the end of 28 days to be not less than 30 N/Sqmm2). | item no.325 | [52 empty] | 4.26 | Providing, mixing and applying SBR polymer (of approved make) modified Cement mortar in proportion of 1:4 (1 cement: 4 graded coarse sand with polymer minimum 2% by wt. of cement used) as per specifications and directions of Engineer-in-charge. Note: Measurement and payment: The pre-measurement of thickness shall be done just after the surface preparation is completed and Payment under this item shall be made only after proper wet curing has been done and surface has been satisfactorily evaluated by sounding / tapping with a blunt metal instrument and/or the 75mm size cube crushing strength at the end of 28 days to be not less than 30 N/Sqmm2). | item no.325
4.27 | 25 mm average thickness in 2 layers. | item no.326 | 60.2 | sqm | 447.61 |  |  | Excess(+) | 1 | Full Conversion | INR | [40 empty] | 26946 | 26946 | INR Twenty Six Thousand Nine Hundred & Forty Six Only | 4.27 | 25 mm average thickness in 2 layers. | item no.326 | 60.2 | sqm
4.28 | MINOR CIVIL MAINTENANCE WORK | item no.327 | [52 empty] | 4.28 | MINOR CIVIL MAINTENANCE WORK | item no.327
4.29 | "Providing and laying in position cement concrete of specified grade excluding the cost of centering and shuttering - All work up to plinth level : 1:5:10 (1 cement : 5 coarse sand (zone-III) derived from natural sources: 10 graded brick aggregate 40 mm nominal size derived from natural sources) | item no.328 | 29.03 | Cum | 4598.46 |  |  | Excess(+) | 1 | Full Conversion | INR | [40 empty] | 133493 | 133493 | INR One Lakh Thirty Three Thousand Four Hundred & Ninety Three Only | 4.29 | "Providing and laying in position cement concrete of specified grade excluding the cost of centering and shuttering - All work up to plinth level : 1:5:10 (1 cement : 5 coarse sand (zone-III) derived from natural sources: 10 graded brick aggregate 40 mm nominal size derived from natural sources) | item no.328 | 29.03 | Cum
4.3 | "P/F C.P brass towel rod complete with two C.P.brass brackets fixed to wooden cleats with C.P. brass screws of approved quality size of 600 x 20 mm. | item no.329 | 25 | Each | 345.17 |  |  | Excess(+) | 1 | Full Conversion | INR | [40 empty] | 8629 | 8629 | INR Eight Thousand Six Hundred & Twenty Nine Only | 4.3 | "P/F C.P brass towel rod complete with two C.P.brass brackets fixed to wooden cleats with C.P. brass screws of approved quality size of 600 x 20 mm. | item no.329 | 25 | Each
4.31 | "Providing and fixing C.P. grating with or without hole for waste pipe for floor/ nahani trap 100 mm dia. weight not less than 100 grams. | item no.330 | 81 | Each | 58.65 |  |  | Excess(+) | 1 | Full Conversion | INR | [40 empty] | 4751 | 4751 | INR Four Thousand Seven Hundred & Fifty One Only | 4.31 | "Providing and fixing C.P. grating with or without hole for waste pipe for floor/ nahani trap 100 mm dia. weight not less than 100 grams. | item no.330 | 81 | Each
4.32 | "Providing and fixing C.P flange for C.P bib cock/C.P angle stop cock. | item no.331 | 185 | Each | 15.8 |  |  | Excess(+) | 1 | Full Conversion | INR | [40 empty] | 2923 | 2923 | INR Two Thousand Nine Hundred & Twenty Three Only | 4.32 | "Providing and fixing C.P flange for C.P bib cock/C.P angle stop cock. | item no.331 | 185 | Each
4.33 | "Providing and fixing C.P Brass shower rose 15 mm or 20 mm inlet with shower arm (a) 75 mm dia fancy type. | item no.332 | 22 | Each | 610.02 |  |  | Excess(+) | 1 | Full Conversion | INR | [40 empty] | 13420 | 13420 | INR Thirteen Thousand Four Hundred & Twenty Only | 4.33 | "Providing and fixing C.P Brass shower rose 15 mm or 20 mm inlet with shower arm (a) 75 mm dia fancy type. | item no.332 | 22 | Each
4.34 | """Providing and fixing ISI marked flush door shutter non decorative type, core of block board construction with frame of first class hard wood and well matched commercial 3 ply veneering with vertical grains or cross bands and face veneers on both faces of shutters. 35 mm thick including ISI marked M.S butt hinges with necessary screw complete." | item no.333 | 28.89 | Sqm | 1743.97 |  |  | Excess(+) | 1 | Full Conversion | INR | [40 empty] | 50383 | 50383 | INR Fifty Thousand Three Hundred & Eighty Three Only | 4.34 | """Providing and fixing ISI marked flush door shutter non decorative type, core of block board construction with frame of first class hard wood and well matched commercial 3 ply veneering with vertical grains or cross bands and face veneers on both faces of shutters. 35 mm thick including ISI marked M.S butt hinges with necessary screw complete." | item no.333 | 28.89 | Sqm
4.35 | "Providing and Fixing M.S handle for steel window. | item no.334 | 10 | Each | 29.37 |  |  | Excess(+) | 1 | Full Conversion | INR | [40 empty] | 294 | 294 | INR Two Hundred & Ninety Four Only | 4.35 | "Providing and Fixing M.S handle for steel window. | item no.334 | 10 | Each
4.36 | "Providing and fixing C.P connection for gyser (15 x 450) mm with nut and washer. | item no.335 | 5 | Each | 305.12 |  |  | Excess(+) | 1 | Full Conversion | INR | [40 empty] | 1526 | 1526 | INR One Thousand Five Hundred & Twenty Six Only | 4.36 | "Providing and fixing C.P connection for gyser (15 x 450) mm with nut and washer. | item no.335 | 5 | Each
4.37 | "Brick on edge flooring with old available bricks of class designation 7.5 on a bed of 12 mm cement mortar, including filling the joints with same mortar, with common burnt clay non modular bricks: 1:6 (1cement : 6 coarse sand) " | item no.336 | 5 | Sqm | 474.92 |  |  | Excess(+) | 1 | Full Conversion | INR | [40 empty] | 2375 | 2375 | INR Two Thousand Three Hundred & Seventy Five Only | 4.37 | "Brick on edge flooring with old available bricks of class designation 7.5 on a bed of 12 mm cement mortar, including filling the joints with same mortar, with common burnt clay non modular bricks: 1:6 (1cement : 6 coarse sand) " | item no.336 | 5 | Sqm
4.38 | "Providing and fixing C.P waste 40 mm nominal bore for china sink or wash basin (L&K) make. | item no.337 | 16 | Each | 196.05 |  |  | Excess(+) | 1 | Full Conversion | INR | [40 empty] | 3137 | 3137 | INR Three Thousand One Hundred & Thirty Seven Only | 4.38 | "Providing and fixing C.P waste 40 mm nominal bore for china sink or wash basin (L&K) make. | item no.337 | 16 | Each
4.39 | "Providing and fixing C.P basin mixer of 15 mm nominal bore (L&K) make for one piece only " | item no.338 | 22 | Each | 2164.3 |  |  | Excess(+) | 1 | Full Conversion | INR | [40 empty] | 47615 | 47615 | INR Forty Seven Thousand Six Hundred & Fifteen Only | 4.39 | "Providing and fixing C.P basin mixer of 15 mm nominal bore (L&K) make for one piece only " | item no.338 | 22 | Each
4.4 | "Providing and fixing 15 mm nominal bore C.P brass two way bib cock of L&K or approved equivalent make. | item no.339 | 2 | Each | 1014.9 |  |  | Excess(+) | 1 | Full Conversion | INR | [40 empty] | 2030 | 2030 | INR Two Thousand &Thirty Only | 4.4 | "Providing and fixing 15 mm nominal bore C.P brass two way bib cock of L&K or approved equivalent make. | item no.339 | 2 | Each
4.41 | "Providing and fixing 15 mm nominal bore C.P. swan neck pillar cock of L&K or approved equivalent make. " | item no.340 | 3 | Each | 1125.82 |  |  | Excess(+) | 1 | Full Conversion | INR | [40 empty] | 3377 | 3377 | INR Three Thousand Three Hundred & Seventy Seven Only | 4.41 | "Providing and fixing 15 mm nominal bore C.P. swan neck pillar cock of L&K or approved equivalent make. " | item no.340 | 3 | Each
4.42 | "Providing and fixing 15 mm nominal bore two way angle valve of make L&K or approved equivalent make. " | item no.341 | 1 | Each | 1014.9 |  |  | Excess(+) | 1 | Full Conversion | INR | [40 empty] | 1015 | 1015 | INR One Thousand &Fifteen Only | 4.42 | "Providing and fixing 15 mm nominal bore two way angle valve of make L&K or approved equivalent make. " | item no.341 | 1 | Each
4.43 | "Providing and fixing aluminum door seal in door i/c necessary screw etc complete. " | item no.342 | 22 | Metre | 181.85 | 37800 |  | Excess(+) | 1 | Full Conversion | INR | [40 empty] | 4001 | 4001 | INR Four Thousand &One Only | 4.43 | "Providing and fixing aluminum door seal in door i/c necessary screw etc complete. " | item no.342 | 22 | Metre
4.44 | "Providing and fixing of ""I hook"" of with ISI marked M.S. pressed butt hinges bright finished of required size. " | item no.343 | 30 | Each | 32.83 | 37800 |  | Excess(+) | 1 | Full Conversion | INR | [40 empty] | 985 | 985 | INR Nine Hundred & Eighty Five Only | 4.44 | "Providing and fixing of ""I hook"" of with ISI marked M.S. pressed butt hinges bright finished of required size. " | item no.343 | 30 | Each
4.45 | Providind and fixing C.P. hand spray (heath faucet) with push button control and flexible hose connection with C.P hook of L&K make or approved equivalent complete in all respects. | item no.344 | 25 | Each | 651.08 | 37800 |  | Excess(+) | 1 | Full Conversion | INR | [40 empty] | 16277 | 16277 | INR Sixteen Thousand Two Hundred & Seventy Seven Only | 4.45 | Providind and fixing C.P. hand spray (heath faucet) with push button control and flexible hose connection with C.P hook of L&K make or approved equivalent complete in all respects. | item no.344 | 25 | Each
4.46 | Fixing available G.I. pipes complete with G.I. fittings and clamps, i/c cutting and making good the walls etc. Internal work - Exposed on wall 20 mm dia nominal bore | item no.345 | 224.76 | Metre | 151.95 | 37800 |  | Excess(+) | 1 | Full Conversion | INR | [40 empty] | 34152 | 34152 | INR Thirty Four Thousand One Hundred & Fifty Two Only | 4.46 | Fixing available G.I. pipes complete with G.I. fittings and clamps, i/c cutting and making good the walls etc. Internal work - Exposed on wall 20 mm dia nominal bore | item no.345 | 224.76 | Metre
4.47 | "Construction of Modular kitchen in Type - III houses. 1 Meta Drawer 1 each 470*500*86 mm 2 Perforated Cutlery 1 each 470*485*100 mm 3 Thali Basket 1 each 470*485*140 mm 4 Corner 1 each Blank 5 Drawer Basket 2 each 420*485*140 mm 6 Drawer Basket 2 each 420*485*140 mm 7 Rack 1 each 100*485*420 mm 8 Glass & Plate Rack including Drip Tray 1 each 560*230*25/65 mm 9 Marble 12 each 10 Wooden Partition 4 each 11 Full extention ball bearing sliding telescopic 7 set 12 Solid Shutters 6 sqm 13 Glass Shutters 0.4 sqm 14 Auto Closing Concealed Hinges 6 15 Auto Closing Concealed Special Corner Hinges 2 each 16 Handles 16 each 17 Hardware (Screws counter sunk, Connect Fastners, Tags) 18 Fixing & Installation of the complete modular kitchen. " | item no.346 | 2 | One Job | 99931.6 |  |  | Excess(+) | 1 | Full Conversion | INR | [40 empty] | 199863 | 199863 | INR One Lakh Ninety Nine Thousand Eight Hundred & Sixty Three Only | 4.47 | "Construction of Modular kitchen in Type - III houses. 1 Meta Drawer 1 each 470*500*86 mm 2 Perforated Cutlery 1 each 470*485*100 mm 3 Thali Basket 1 each 470*485*140 mm 4 Corner 1 each Blank 5 Drawer Basket 2 each 420*485*140 mm 6 Drawer Basket 2 each 420*485*140 mm 7 Rack 1 each 100*485*420 mm 8 Glass & Plate Rack including Drip Tray 1 each 560*230*25/65 mm 9 Marble 12 each 10 Wooden Partition 4 each 11 Full extention ball bearing sliding telescopic 7 set 12 Solid Shutters 6 sqm 13 Glass Shutters 0.4 sqm 14 Auto Closing Concealed Hinges 6 15 Auto Closing Concealed Special Corner Hinges 2 each 16 Handles 16 each 17 Hardware (Screws counter sunk, Connect Fastners, Tags) 18 Fixing & Installation of the complete modular kitchen. " | item no.346 | 2 | One Job
4.48 | "Construction of Modular kitchen in Type - III houses. 1 Meta Drawer 1 each 470*500*86 mm 2 Perforated Cutlery 1 each 470*485*100 mm 3 Thali Basket 1 each 470*485*140 mm 4 Corner 1 each Blank 5 Drawer Basket 2 each 420*485*140 mm 6 Drawer Basket 2 each 420*485*140 mm 7 Rack 1 each 100*485*420 mm 8 Glass & Plate Rack including Drip Tray 1 each 560*230*25/65 mm 9 Marble 12 each 10 Wooden Partition 4 each 11 Full extention ball bearing sliding telescopic 7 set 12 Solid Shutters 6 sqm 13 Glass Shutters 0.4 sqm 14 Auto Closing Concealed Hinges 6 15 Auto Closing Concealed Special Corner Hinges 2 each 16 Handles 16 each 17 Hardware (Screws counter sunk, Connect Fastners, Tags) 18 Fixing & Installation of the complete modular kitchen. " | item no.347 | 3 | One Job | 119382.72 | 37800 |  | Excess(+) | 1 | Full Conversion | INR | [40 empty] | 358148 | 358148 | INR Three Lakh Fifty Eight Thousand One Hundred & Forty Eight Only | 4.48 | "Construction of Modular kitchen in Type - III houses. 1 Meta Drawer 1 each 470*500*86 mm 2 Perforated Cutlery 1 each 470*485*100 mm 3 Thali Basket 1 each 470*485*140 mm 4 Corner 1 each Blank 5 Drawer Basket 2 each 420*485*140 mm 6 Drawer Basket 2 each 420*485*140 mm 7 Rack 1 each 100*485*420 mm 8 Glass & Plate Rack including Drip Tray 1 each 560*230*25/65 mm 9 Marble 12 each 10 Wooden Partition 4 each 11 Full extention ball bearing sliding telescopic 7 set 12 Solid Shutters 6 sqm 13 Glass Shutters 0.4 sqm 14 Auto Closing Concealed Hinges 6 15 Auto Closing Concealed Special Corner Hinges 2 each 16 Handles 16 each 17 Hardware (Screws counter sunk, Connect Fastners, Tags) 18 Fixing & Installation of the complete modular kitchen. " | item no.347 | 3 | One Job
4.49 | """Construction of modular kitchen as per approved design in type VI. SL. No Items Nos Dia Size 1. Drawer Basket 2 Each 500 mm 420*485*140 mm 2. Meta Drawer 1 Each 665 mm 530*500*86 mm 3. Grain Trolly Basket with porter 1 Each 520*485*190 mm 4. Perforated Cutlery 1 Each 500 mm 420*485*100 mm 5. Drawer Basket 1 Each 420*485*100 mm 6. Thali Basket 1 Each 420*485*140 mm 7. Drawer Basket 2 Each 775 mm 712*485*140 mm 8. Corner Carrousel 1 Each 900 mm 700 mm 9. Rack 1 Each 765 mm 310*110*110 mm 10. Vegetable P. O. 3Shelf 1Each 300 mm 254*485*533 mm 11. Corner 1 Each 900 mm 12. Perforated Cutlery 1 Each 500 mm 470*485*100 mm 13. Thali Basket 1 Each 470*485*140 mm 14. Drawer Basket 2Each 500 mm 470*485*140 mm 15. Bottle P. O. 2 S 1 Each 200 mm 100*485*420 mm 16. Marble Partition 28 Each As per site 17. Full extention ball bearing sliding telescopic 15 Set 18. Marine Carcase 2Each 900*300*600 19. Glass Shutters 1.2 Sqm 20. Solid Shutters 5.5 Sqm 21. Auto Closing Concealed Hinges 6 One job 22. Auto Closing Concealed Special Corner Hinges 4 Each 23. Handles 23 Each 24. Hardware (Screws counter sunk, Connect Fastners, Tags) As per site requirement 25. Fixing & Installation of the complete modular kitchen including the chimney. "" With Below Specifications (1)""Everyday/Hettich/Steel Art"" Brand Baskets of AISI 304(18/8) in combination of 6mm, 3mm thick wires with bended and raised base wire base in Chrome/Nickel Stainless Steel with Test Certificate for salt spray, resistance to corrosion, stain, scratch and loading capability, Rust Free, Non Magnetic, Extremely Durable (2) Baskets to be used with full extension ball bearing sliding ""Hettich/Hafele"" Brand telescopic 45 kg capacity. (3) Shutters to be mounted on ""Hettich/Hafele"" Brand Auto Closing Concealed Hinges . (4) ""DMS/ Dynasty/ Indoline"" Brand Shutters of 19 mm Mica based Marine Ply Post Form Finished with German Qtr Round Edge and PVC Tape at top and bottom. " | item no.348 | 2 | One Job | 155429.07 | 37800 |  | Excess(+) | 1 | Full Conversion | INR | [40 empty] | 310858 | 310858 | INR Three Lakh Ten Thousand Eight Hundred & Fifty Eight Only | 4.49 | """Construction of modular kitchen as per approved design in type VI. SL. No Items Nos Dia Size 1. Drawer Basket 2 Each 500 mm 420*485*140 mm 2. Meta Drawer 1 Each 665 mm 530*500*86 mm 3. Grain Trolly Basket with porter 1 Each 520*485*190 mm 4. Perforated Cutlery 1 Each 500 mm 420*485*100 mm 5. Drawer Basket 1 Each 420*485*100 mm 6. Thali Basket 1 Each 420*485*140 mm 7. Drawer Basket 2 Each 775 mm 712*485*140 mm 8. Corner Carrousel 1 Each 900 mm 700 mm 9. Rack 1 Each 765 mm 310*110*110 mm 10. Vegetable P. O. 3Shelf 1Each 300 mm 254*485*533 mm 11. Corner 1 Each 900 mm 12. Perforated Cutlery 1 Each 500 mm 470*485*100 mm 13. Thali Basket 1 Each 470*485*140 mm 14. Drawer Basket 2Each 500 mm 470*485*140 mm 15. Bottle P. O. 2 S 1 Each 200 mm 100*485*420 mm 16. Marble Partition 28 Each As per site 17. Full extention ball bearing sliding telescopic 15 Set 18. Marine Carcase 2Each 900*300*600 19. Glass Shutters 1.2 Sqm 20. Solid Shutters 5.5 Sqm 21. Auto Closing Concealed Hinges 6 One job 22. Auto Closing Concealed Special Corner Hinges 4 Each 23. Handles 23 Each 24. Hardware (Screws counter sunk, Connect Fastners, Tags) As per site requirement 25. Fixing & Installation of the complete modular kitchen including the chimney. "" With Below Specifications (1)""Everyday/Hettich/Steel Art"" Brand Baskets of AISI 304(18/8) in combination of 6mm, 3mm thick wires with bended and raised base wire base in Chrome/Nickel Stainless Steel with Test Certificate for salt spray, resistance to corrosion, stain, scratch and loading capability, Rust Free, Non Magnetic, Extremely Durable (2) Baskets to be used with full extension ball bearing sliding ""Hettich/Hafele"" Brand telescopic 45 kg capacity. (3) Shutters to be mounted on ""Hettich/Hafele"" Brand Auto Closing Concealed Hinges . (4) ""DMS/ Dynasty/ Indoline"" Brand Shutters of 19 mm Mica based Marine Ply Post Form Finished with German Qtr Round Edge and PVC Tape at top and bottom. " | item no.348 | 2 | One Job
4.5 | Construction of modular kitchen as per approved design in type IV. 1. Base Unit. (Empty Box) 400 mm 2. Base Unit. (Drawer Basket) 380*485*140 mm 3. Base Unit.(Meta Drawer)m 530*500*86 mm Grain Trolly Basket with porter 520*485*190 mm 4. Base Unit ( Perforated Cutlery)380*485*100 mm Drawer Basket 380*485*100 mm Thali Basket 380*485*140 mm 5. Base Unit.(Bottle P. O. 2 S) 100*485*420 mm 6. Base Unit.( Empty Box) 440 mm - 7. Base Unit (Perforated Cutlery) 420*485*100 mm Drawer Basket each 1 420*485*100 mm Drawer Basket each 1 420*485*140 mm 8. Base Unit. Drawer Basket 420*485*140 mm 9. Base Unit Empty Box 440 mm - 10. Base Unit (Rack) 11.Base Unit Empty Box 12. Base Unit Empty Box 13. Marble for Partition 14.Full extention ball bearing sliding telescopic. 15. Wall Unit (Glass & Plate Rack including Drip Tray.) 16. Wall Unit (Glass Shutters) 17. Solid Shutters 18. Auto Closing Concealed Hinges 19. Handles 20. Hardware (Screws counter sunk, Connect Fastners, Tags) 21.Fixing & Installation of the complete modular kitchen. | item no.349 | 9 | One | 133550.19 | 37800 |  | Excess(+) | 1 | Full Conversion | INR | [40 empty] | 1201952 | 1201952 | INR Twelve Lakh One Thousand Nine Hundred & Fifty Two Only | 4.5 | Construction of modular kitchen as per approved design in type IV. 1. Base Unit. (Empty Box) 400 mm 2. Base Unit. (Drawer Basket) 380*485*140 mm 3. Base Unit.(Meta Drawer)m 530*500*86 mm Grain Trolly Basket with porter 520*485*190 mm 4. Base Unit ( Perforated Cutlery)380*485*100 mm Drawer Basket 380*485*100 mm Thali Basket 380*485*140 mm 5. Base Unit.(Bottle P. O. 2 S) 100*485*420 mm 6. Base Unit.( Empty Box) 440 mm - 7. Base Unit (Perforated Cutlery) 420*485*100 mm Drawer Basket each 1 420*485*100 mm Drawer Basket each 1 420*485*140 mm 8. Base Unit. Drawer Basket 420*485*140 mm 9. Base Unit Empty Box 440 mm - 10. Base Unit (Rack) 11.Base Unit Empty Box 12. Base Unit Empty Box 13. Marble for Partition 14.Full extention ball bearing sliding telescopic. 15. Wall Unit (Glass & Plate Rack including Drip Tray.) 16. Wall Unit (Glass Shutters) 17. Solid Shutters 18. Auto Closing Concealed Hinges 19. Handles 20. Hardware (Screws counter sunk, Connect Fastners, Tags) 21.Fixing & Installation of the complete modular kitchen. | item no.349 | 9 | One
4.51 | Providing and fixing Single point locking handles "PULSE" (aluminium & zamak) ( PL205H / Model) of LGF Sysmac ( I ) Pvt. Ltd. or equivalent make as approved powder coated to required colour or shade including the cost of screw and other incidental charges complete as per manufacturers specification. | item no.350 | 259 | Each | 285.15 | 37800 |  | Excess(+) | 1 | Full Conversion | INR | [40 empty] | 73854 | 73854 | INR Seventy Three Thousand Eight Hundred & Fifty Four Only | 4.51 | Providing and fixing Single point locking handles "PULSE" (aluminium & zamak) ( PL205H / Model) of LGF Sysmac ( I ) Pvt. Ltd. or equivalent make as approved powder coated to required colour or shade including the cost of screw and other incidental charges complete as per manufacturers specification. | item no.350 | 259 | Each
4.52 | "Providing and fixing C.P waste 32 mm nominal bore for china sink or wash basin (L&K) make. | item no.351 | 24 | Each | 216.72 | 37800 |  | Excess(+) | 1 | Full Conversion | INR | [40 empty] | 5201 | 5201 | INR Five Thousand Two Hundred & One Only | 4.52 | "Providing and fixing C.P waste 32 mm nominal bore for china sink or wash basin (L&K) make. | item no.351 | 24 | Each
4.53 | "Providing and fixing C.P waste 32 mm nominal bore for china sink or wash basin (L&K) make. | item no.352 | 1 | Each | 253.18 | 37800 |  | Excess(+) | 1 | Full Conversion | INR | [40 empty] | 253 | 253 | INR Two Hundred & Fifty Three Only | 4.53 | "Providing and fixing C.P waste 32 mm nominal bore for china sink or wash basin (L&K) make. | item no.352 | 1 | Each
4.54 | Providing and fixing on wall face unplasticised Rigid PVC rain water pipes conforming to IS : 13592 Type A, including jointing with seal ring conforming to IS : 5382, leaving 10 mm gap for thermal expansion, (i) Single socketed pipes. | item no.353 | 26 | metre | 238.85 | 37800 |  | Excess(+) | 1 | Full Conversion | INR | [40 empty] | 6210 | 6210 | INR Six Thousand Two Hundred & Ten Only | 4.54 | Providing and fixing on wall face unplasticised Rigid PVC rain water pipes conforming to IS : 13592 Type A, including jointing with seal ring conforming to IS : 5382, leaving 10 mm gap for thermal expansion, (i) Single socketed pipes. | item no.353 | 26 | metre
4.55 | Electrical Component | item no.354 | [52 empty] | 4.55 | Electrical Component | item no.354
4.56 | Rewiring for light point/ fan point/ exhaust fan point/ call bell point with 1.5 sq.mm FRLS PVC insulated copper conductor single core cable and 1.5 sq.mm. FRLS PVC insulated copper conductor single core cable as earth wire in existing surface/ recessed steel conduit including dismantling as required. | item no.355 | [52 empty] | 4.56 | Rewiring for light point/ fan point/ exhaust fan point/ call bell point with 1.5 sq.mm FRLS PVC insulated copper conductor single core cable and 1.5 sq.mm. FRLS PVC insulated copper conductor single core cable as earth wire in existing surface/ recessed steel conduit including dismantling as required. | item no.355
4.57 | Group B | item no.356 | 117 | Points | 558.52 |  |  | Excess(+) | 1 | Full Conversion | INR | [40 empty] | 65347 | 65347 | INR Sixty Five Thousand Three Hundred & Forty Seven Only | 4.57 | Group B | item no.356 | 117 | Points
4.58 | Supplying & drawing following sizes of FRLS PVC insulated copper conductor, single core cable in the existing surface / recessed steel / PVC conduit as reqd. | item no.357 | [52 empty] | 4.58 | Supplying & drawing following sizes of FRLS PVC insulated copper conductor, single core cable in the existing surface / recessed steel / PVC conduit as reqd. | item no.357
4.59 | 1 x 1.5 Sq.mm.. | item no.358 | 250 | Mtr. | 39.45 |  |  | Excess(+) | 1 | Full Conversion | INR | [40 empty] | 9863 | 9863 | INR Nine Thousand Eight Hundred & Sixty Three Only | 4.59 | 1 x 1.5 Sq.mm.. | item no.358 | 250 | Mtr.
4.6 | 3 x 1.5 Sq.mm.. | item no.359 | 480 | Mtr. | 83.29 |  |  | Excess(+) | 1 | Full Conversion | INR | [40 empty] | 39979 | 39979 | INR Thirty Nine Thousand Nine Hundred & Seventy Nine Only | 4.6 | 3 x 1.5 Sq.mm.. | item no.359 | 480 | Mtr.
4.61 | 3 x 4 Sq.mm.. | item no.360 | 360 | Mtr. | 180.62 |  |  | Excess(+) | 1 | Full Conversion | INR | [40 empty] | 65023 | 65023 | INR Sixty Five Thousand &Twenty Three Only | 4.61 | 3 x 4 Sq.mm.. | item no.360 | 360 | Mtr.
4.62 | 3 x 6 Sq.mm.. | item no.361 | 33 | Mtr. | 266.54 |  |  | Excess(+) | 1 | Full Conversion | INR | [40 empty] | 8796 | 8796 | INR Eight Thousand Seven Hundred & Ninety Six Only | 4.62 | 3 x 6 Sq.mm.. | item no.361 | 33 | Mtr.
4.63 | Supplying and drawing telephone cable of 2 pair 0.5 mm dia FRLS PVC insulated annealed copper conductor, unarmored telephone cable in the existing surface/ recessed steel/ PVC conduit as required. | item no.362 | 180 | Mtr. | 33.31 |  |  | Excess(+) | 1 | Full Conversion | INR | [40 empty] | 5996 | 5996 | INR Five Thousand Nine Hundred & Ninety Six Only | 4.63 | Supplying and drawing telephone cable of 2 pair 0.5 mm dia FRLS PVC insulated annealed copper conductor, unarmored telephone cable in the existing surface/ recessed steel/ PVC conduit as required. | item no.362 | 180 | Mtr.
4.64 | Supplying and fixing of following size of steel conduit along with the accessories in surface/recess I/c painting in case of surface conduit or cutting the wall and making good the same in case of recessed conduit. as reqd. | item no.363 | [52 empty] | 4.64 | Supplying and fixing of following size of steel conduit along with the accessories in surface/recess I/c painting in case of surface conduit or cutting the wall and making good the same in case of recessed conduit. as reqd. | item no.363
4.65 | 25 mm | item no.364 | 35 | Mtr. | 224.46 |  |  | Excess(+) | 1 | Full Conversion | INR | [40 empty] | 7856 | 7856 | INR Seven Thousand Eight Hundred & Fifty Six Only | 4.65 | 25 mm | item no.364 | 35 | Mtr.
4.66 | Supplying and fixing metal box of following sizes ( nominal size ) on surface or in recess with suitable size of phenolic laminated sheet cover in the front I/c painting etc as reqd. | item no.365 | [52 empty] | 4.66 | Supplying and fixing metal box of following sizes ( nominal size ) on surface or in recess with suitable size of phenolic laminated sheet cover in the front I/c painting etc as reqd. | item no.365
4.67 | 100 mm x 100 mm x 60 mm deep | item no.366 | 6 | Nos. | 183.25 |  |  | Excess(+) | 1 | Full Conversion | INR | [40 empty] | 1100 | 1100 | INR One Thousand One Hundred Only | 4.67 | 100 mm x 100 mm x 60 mm deep | item no.366 | 6 | Nos.
4.68 | 180 mm x 100 mm x 60 mm deep | item no.367 | 5 | Nos. | 214.81 |  |  | Excess(+) | 1 | Full Conversion | INR | [40 empty] | 1074 | 1074 | INR One Thousand &Seventy Four Only | 4.68 | 180 mm x 100 mm x 60 mm deep | item no.367 | 5 | Nos.
4.69 | Supplying and fixing following size/ modules, GI box alongwith modular base & cover plate for modular switches in recess etc. as required. | item no.368 | [52 empty] | 4.69 | Supplying and fixing following size/ modules, GI box alongwith modular base & cover plate for modular switches in recess etc. as required. | item no.368
4.7 | 1 or 2 Module (75mmX75mm) | item no.369 | 90 | Nos. | 261.28 |  |  | Excess(+) | 1 | Full Conversion | INR | [40 empty] | 23515 | 23515 | INR Twenty Three Thousand Five Hundred & Fifteen Only | 4.7 | 1 or 2 Module (75mmX75mm) | item no.369 | 90 | Nos.
4.71 | 3 Module (100mmX75mm) | item no.370 | 60 | Nos. | 286.71 |  |  | Excess(+) | 1 | Full Conversion | INR | [40 empty] | 17203 | 17203 | INR Seventeen Thousand Two Hundred & Three Only | 4.71 | 3 Module (100mmX75mm) | item no.370 | 60 | Nos.
4.72 | 4 Module (125mmX75mm) | item no.371 | 75 | Nos. | 300.74 |  |  | Excess(+) | 1 | Full Conversion | INR | [40 empty] | 22556 | 22556 | INR Twenty Two Thousand Five Hundred & Fifty Six Only | 4.72 | 4 Module (125mmX75mm) | item no.371 | 75 | Nos.
4.73 | 6 Module (200mmX75mm) | item no.372 | 45 | Nos. | 352.47 |  |  | Excess(+) | 1 | Full Conversion | INR | [40 empty] | 15861 | 15861 | INR Fifteen Thousand Eight Hundred & Sixty One Only | 4.73 | 6 Module (200mmX75mm) | item no.372 | 45 | Nos.
4.74 | 8 module | item no.373 | 20 | Nos. | 398.07 |  |  | Excess(+) | 1 | Full Conversion | INR | [40 empty] | 7961 | 7961 | INR Seven Thousand Nine Hundred & Sixty One Only | 4.74 | 8 module | item no.373 | 20 | Nos.
4.75 | 12 module | item no.374 | 15 | Nos. | 479.61 |  |  | Excess(+) | 1 | Full Conversion | INR | [40 empty] | 7194 | 7194 | INR Seven Thousand One Hundred & Ninety Four Only | 4.75 | 12 module | item no.374 | 15 | Nos.
4.76 | Supplying and fixing following modular base & cover plate on existing modular metal boxes etc. as reqd. | item no.375 | [52 empty] | 4.76 | Supplying and fixing following modular base & cover plate on existing modular metal boxes etc. as reqd. | item no.375
4.77 | 1 or 2 module | item no.376 | 112 | Nos. | 116.61 |  |  | Excess(+) | 1 | Full Conversion | INR | [40 empty] | 13060 | 13060 | INR Thirteen Thousand &Sixty Only | 4.77 | 1 or 2 module | item no.376 | 112 | Nos.
4.78 | 3 module | item no.377 | 58 | Nos. | 132.39 |  |  | Excess(+) | 1 | Full Conversion | INR | [40 empty] | 7679 | 7679 | INR Seven Thousand Six Hundred & Seventy Nine Only | 4.78 | 3 module | item no.377 | 58 | Nos.
4.79 | 4 module | item no.378 | 115 | Nos. | 138.53 |  |  | Excess(+) | 1 | Full Conversion | INR | [40 empty] | 15931 | 15931 | INR Fifteen Thousand Nine Hundred & Thirty One Only | 4.79 | 4 module | item no.378 | 115 | Nos.
4.8 | 6 module | item no.379 | 95 | Nos. | 159.57 |  |  | Excess(+) | 1 | Full Conversion | INR | [40 empty] | 15159 | 15159 | INR Fifteen Thousand One Hundred & Fifty Nine Only | 4.8 | 6 module | item no.379 | 95 | Nos.
4.81 | 8 module | item no.380 | 78 | Nos. | 185 |  |  | Excess(+) | 1 | Full Conversion | INR | [40 empty] | 14430 | 14430 | INR Fourteen Thousand Four Hundred & Thirty Only | 4.81 | 8 module | item no.380 | 78 | Nos.
4.82 | 12 module | item no.381 | 45 | Nos. | 238.49 |  |  | Excess(+) | 1 | Full Conversion | INR | [40 empty] | 10732 | 10732 | INR Ten Thousand Seven Hundred & Thirty Two Only | 4.82 | 12 module | item no.381 | 45 | Nos.
4.83 | Supplying and fixing following piano type switch /socket on existing switch box/cover I/c connection etc as reqd. | item no.382 | [52 empty] | 4.83 | Supplying and fixing following piano type switch /socket on existing switch box/cover I/c connection etc as reqd. | item no.382
4.84 | 5/6 Amp switch | item no.383 | 185 | Nos. | 45.59 |  |  | Excess(+) | 1 | Full Conversion | INR | [40 empty] | 8434 | 8434 | INR Eight Thousand Four Hundred & Thirty Four Only | 4.84 | 5/6 Amp switch | item no.383 | 185 | Nos.
4.85 | 2 way 5/6 amp switch | item no.384 | 27 | Nos. | 56.11 |  |  | Excess(+) | 1 | Full Conversion | INR | [40 empty] | 1515 | 1515 | INR One Thousand Five Hundred & Fifteen Only | 4.85 | 2 way 5/6 amp switch | item no.384 | 27 | Nos.
4.86 | 15/16 Amp. switch | item no.385 | 45 | Nos. | 106.09 |  |  | Excess(+) | 1 | Full Conversion | INR | [40 empty] | 4774 | 4774 | INR Four Thousand Seven Hundred & Seventy Four Only | 4.86 | 15/16 Amp. switch | item no.385 | 45 | Nos.
4.87 | 3 Pin 5/6 Amp. socket outlet | item no.386 | 65 | Nos. | 60.49 |  |  | Excess(+) | 1 | Full Conversion | INR | [40 empty] | 3932 | 3932 | INR Three Thousand Nine Hundred & Thirty Two Only | 4.87 | 3 Pin 5/6 Amp. socket outlet | item no.386 | 65 | Nos.
4.88 | 6 Pin 15/16 Amp. socket outlet. | item no.387 | 50 | Nos. | 120.12 |  |  | Excess(+) | 1 | Full Conversion | INR | [40 empty] | 6006 | 6006 | INR Six Thousand &Six Only | 4.88 | 6 Pin 15/16 Amp. socket outlet. | item no.387 | 50 | Nos.
4.89 | Telephone socket / jack outlet | item no.388 | 15 | Nos. | 95.57 |  |  | Excess(+) | 1 | Full Conversion | INR | [40 empty] | 1434 | 1434 | INR One Thousand Four Hundred & Thirty Four Only | 4.89 | Telephone socket / jack outlet | item no.388 | 15 | Nos.
4.9 | Call bell push | item no.389 | 8 | Nos. | 72.77 |  |  | Excess(+) | 1 | Full Conversion | INR | [40 empty] | 582 | 582 | INR Five Hundred & Eighty Two Only | 4.9 | Call bell push | item no.389 | 8 | Nos.
4.91 | Fan regulator socket type | item no.390 | 45 | Nos. | 341.95 |  |  | Excess(+) | 1 | Full Conversion | INR | [40 empty] | 15388 | 15388 | INR Fifteen Thousand Three Hundred & Eighty Eight Only | 4.91 | Fan regulator socket type | item no.390 | 45 | Nos.
4.92 | Supply, fixing, following modular type switch / socket on existing modular plate & switch box including connectins but excluding modular plate etc. as reqd. | item no.391 | [52 empty] | 4.92 | Supply, fixing, following modular type switch / socket on existing modular plate & switch box including connectins but excluding modular plate etc. as reqd. | item no.391
4.93 | 5/6 Amp switch | item no.392 | 237 | Nos. | 90.31 |  |  | Excess(+) | 1 | Full Conversion | INR | [40 empty] | 21403 | 21403 | INR Twenty One Thousand Four Hundred & Three Only | 4.93 | 5/6 Amp switch | item no.392 | 237 | Nos.
4.94 | 2 way 5/6 amps switch | item no.393 | 25 | Nos. | 129.76 |  |  | Excess(+) | 1 | Full Conversion | INR | [40 empty] | 3244 | 3244 | INR Three Thousand Two Hundred & Forty Four Only | 4.94 | 2 way 5/6 amps switch | item no.393 | 25 | Nos.
4.95 | 15/16 Amp. switch | item no.394 | 33 | Nos. | 136.78 |  |  | Excess(+) | 1 | Full Conversion | INR | [40 empty] | 4514 | 4514 | INR Four Thousand Five Hundred & Fourteen Only | 4.95 | 15/16 Amp. switch | item no.394 | 33 | Nos.
4.96 | 3 Pin 5/6 Amp. socket outlet | item no.395 | 93 | Nos. | 106.97 |  |  | Excess(+) | 1 | Full Conversion | INR | [40 empty] | 9948 | 9948 | INR Nine Thousand Nine Hundred & Forty Eight Only | 4.96 | 3 Pin 5/6 Amp. socket outlet | item no.395 | 93 | Nos.
4.97 | 6 Pin 15/16 Amp. socket outlet. | item no.396 | 33 | Nos. | 172.73 |  |  | Excess(+) | 1 | Full Conversion | INR | [40 empty] | 5700 | 5700 | INR Five Thousand Seven Hundred Only | 4.97 | 6 Pin 15/16 Amp. socket outlet. | item no.396 | 33 | Nos.
4.98 | Telephone socket outlet | item no.397 | 6 | Nos. | 129.76 |  |  | Excess(+) | 1 | Full Conversion | INR | [40 empty] | 779 | 779 | INR Seven Hundred & Seventy Nine Only | 4.98 | Telephone socket outlet | item no.397 | 6 | Nos.
4.99 | Bell Push | item no.398 | 3 | Nos. | 122.75 |  |  | Excess(+) | 1 | Full Conversion | INR | [40 empty] | 368 | 368 | INR Three Hundred & Sixty Eight Only | 4.99 | Bell Push | item no.398 | 3 | Nos.
5 | Fan regulator socket type rotary step | item no.399 | 18 | Nos. | 323.54 |  |  | Excess(+) | 1 | Full Conversion | INR | [40 empty] | 5824 | 5824 | INR Five Thousand Eight Hundred & Twenty Four Only | 5 | Fan regulator socket type rotary step | item no.399 | 18 | Nos.
5.01 | Blanking plate | item no.400 | 55 | Nos. | 35.07 |  |  | Excess(+) | 1 | Full Conversion | INR | [40 empty] | 1929 | 1929 | INR One Thousand Nine Hundred & Twenty Nine Only | 5.01 | Blanking plate | item no.400 | 55 | Nos.
5.02 | Supplying and fixing 3 pin, 5 amp. Ceiling rose on the existing junction box/ wooden block including connection etc. as reqd. | item no.401 | 115 | Nos. | 76.28 |  |  | Excess(+) | 1 | Full Conversion | INR | [40 empty] | 8772 | 8772 | INR Eight Thousand Seven Hundred & Seventy Two Only | 5.02 | Supplying and fixing 3 pin, 5 amp. Ceiling rose on the existing junction box/ wooden block including connection etc. as reqd. | item no.401 | 115 | Nos.
5.03 | Supplying and fixing brass batten/ angle holder including connection etc. as required. | item no.402 | 35 | Nos. | 114.86 |  |  | Excess(+) | 1 | Full Conversion | INR | [40 empty] | 4020 | 4020 | INR Four Thousand &Twenty Only | 5.03 | Supplying and fixing brass batten/ angle holder including connection etc. as required. | item no.402 | 35 | Nos.
5.04 | Supplying and fixing call bell/ buzzer suitable for ac single phase, 230 volts, complete as required. | item no.403 | 8 | Nos. | 86.8 |  |  | Excess(+) | 1 | Full Conversion | INR | [40 empty] | 694 | 694 | INR Six Hundred & Ninety Four Only | 5.04 | Supplying and fixing call bell/ buzzer suitable for ac single phase, 230 volts, complete as required. | item no.403 | 8 | Nos.
5.05 | Supplying and fixing following way, single pole and neutral, sheet steel, MCB distribution board, 240 volts, on surface/ recess, complete with tinned copper bus bar, neutral bus bar, earth bar, din bar, interconnections, powder painted including earthing etc. as required. (But without MCB/RCCB/Isolator) | item no.404 | [52 empty] | 5.05 | Supplying and fixing following way, single pole and neutral, sheet steel, MCB distribution board, 240 volts, on surface/ recess, complete with tinned copper bus bar, neutral bus bar, earth bar, din bar, interconnections, powder painted including earthing etc. as required. (But without MCB/RCCB/Isolator) | item no.404
5.06 | 16-way , Double door | item no.405 | 6 | Nos. | 2754.05 |  |  | Excess(+) | 1 | Full Conversion | INR | [40 empty] | 16524 | 16524 | INR Sixteen Thousand Five Hundred & Twenty Four Only | 5.06 | 16-way , Double door | item no.405 | 6 | Nos.
5.07 | Supplying and fixing 5 amps to 32 amps rating, 240 volts, 'C' series, MCB suitable for inductive load of following poles in the existing MCB DB complete with connections, testing and commissioning etc. as reqd. | item no.406 | [52 empty] | 5.07 | Supplying and fixing 5 amps to 32 amps rating, 240 volts, 'C' series, MCB suitable for inductive load of following poles in the existing MCB DB complete with connections, testing and commissioning etc. as reqd. | item no.406
5.08 | Single Pole | item no.407 | 115 | Nos. | 224.46 |  |  | Excess(+) | 1 | Full Conversion | INR | [40 empty] | 25813 | 25813 | INR Twenty Five Thousand Eight Hundred & Thirteen Only | 5.08 | Single Pole | item no.407 | 115 | Nos.
5.09 | Supplying and fixing following rating double pole (single phase & neutral) 240 volts RCCB (ELCB), having sensivity current up to 30 mA in the existing MCB DB complete with connection,testing & commissioning etc as reqd. | item no.408 | [52 empty] | 5.09 | Supplying and fixing following rating double pole (single phase & neutral) 240 volts RCCB (ELCB), having sensivity current up to 30 mA in the existing MCB DB complete with connection,testing & commissioning etc as reqd. | item no.408
5.1 | 63 Amp | item no.409 | 8 | Nos. | 2386.67 |  |  | Excess(+) | 1 | Full Conversion | INR | [40 empty] | 19093 | 19093 | INR Nineteen Thousand &Ninety Three Only | 5.1 | 63 Amp | item no.409 | 8 | Nos.
5.11 | Earthing with G.I earth pipe 4.5 mtr long. 40 mm dia incluuding acessories, and providing masonary enclosure with cover plate having locking arrangement and watering pipe etc. with charcoal and salt as required. | item no.410 | 10 | Set | 6010.52 |  |  | Excess(+) | 1 | Full Conversion | INR | [40 empty] | 60105 | 60105 | INR Sixty Thousand One Hundred & Five Only | 5.11 | Earthing with G.I earth pipe 4.5 mtr long. 40 mm dia incluuding acessories, and providing masonary enclosure with cover plate having locking arrangement and watering pipe etc. with charcoal and salt as required. | item no.410 | 10 | Set
5.12 | Supplying and laying 25 mm X 5 mm G.I.strip at 0.50 metre below ground as strip earth electrode, including connection/ terminating with nut, bolt, spring, washer etc. as required. (Jointing shall be done by overlapping and with 2 sets of brass nut bolt & spring washer spaced at 50mm) | item no.411 | 25 | Mtr. | 126.26 |  |  | Excess(+) | 1 | Full Conversion | INR | [40 empty] | 3157 | 3157 | INR Three Thousand One Hundred & Fifty Seven Only | 5.12 | Supplying and laying 25 mm X 5 mm G.I.strip at 0.50 metre below ground as strip earth electrode, including connection/ terminating with nut, bolt, spring, washer etc. as required. (Jointing shall be done by overlapping and with 2 sets of brass nut bolt & spring washer spaced at 50mm) | item no.411 | 25 | Mtr.
5.13 | Providing & fixing 6 SWG dia GI wire on surface or in recess for loop earthing as reqd. | item no.412 | 90 | Mtr. | 61.37 |  |  | Excess(+) | 1 | Full Conversion | INR | [40 empty] | 5523 | 5523 | INR Five Thousand Five Hundred & Twenty Three Only | 5.13 | Providing & fixing 6 SWG dia GI wire on surface or in recess for loop earthing as reqd. | item no.412 | 90 | Mtr.
5.14 | Providing, laying and fixing following dia G.I. pipe (medium class) in ground complete with G.I. fittings including trenching (75 cm deep) and re-filling etc as required. | item no.413 | [52 empty] | 5.14 | Providing, laying and fixing following dia G.I. pipe (medium class) in ground complete with G.I. fittings including trenching (75 cm deep) and re-filling etc as required. | item no.413
5.15 | 40 mm dia | item no.414 | 20 | Mtr. | 489.25 |  |  | Excess(+) | 1 | Full Conversion | INR | [40 empty] | 9785 | 9785 | INR Nine Thousand Seven Hundred & Eighty Five Only | 5.15 | 40 mm dia | item no.414 | 20 | Mtr.
5.16 | Supply, Installation, Testing and Commissioning of 1200 mm sweep,BEE 5 star rated, ceiling fan with Brush Less Direct Current (BLDC) Motor, class of insulation: B, 3 nos. blades, 30 cm long down rod, 2nos. canopies, shackle kit, safety rope, copper winding, Power Factor not less than 0.9, Service Value (CM/M/W) minimum 6.00, Air delivery minimum 210 Cum/Min , 350 RPM (tolerance as per IS : 374-2019), THD less than 10%, remote or electronic regulator unit for speed control and all remaining accessories including safety pin, nut bolts, washers, temperature rise=75 degree C (max.), insulation resistance more than 2 mega ohm, suitable for 230 V, 50 Hz, single phase AC Supply, earthing etc. complete as required. | item no.415 | 22 | Each | 2393.68 |  |  | Excess(+) | 1 | Full Conversion | INR | [40 empty] | 52661 | 52661 | INR Fifty Two Thousand Six Hundred & Sixty One Only | 5.16 | Supply, Installation, Testing and Commissioning of 1200 mm sweep,BEE 5 star rated, ceiling fan with Brush Less Direct Current (BLDC) Motor, class of insulation: B, 3 nos. blades, 30 cm long down rod, 2nos. canopies, shackle kit, safety rope, copper winding, Power Factor not less than 0.9, Service Value (CM/M/W) minimum 6.00, Air delivery minimum 210 Cum/Min , 350 RPM (tolerance as per IS : 374-2019), THD less than 10%, remote or electronic regulator unit for speed control and all remaining accessories including safety pin, nut bolts, washers, temperature rise=75 degree C (max.), insulation resistance more than 2 mega ohm, suitable for 230 V, 50 Hz, single phase AC Supply, earthing etc. complete as required. | item no.415 | 22 | Each
5.17 | Providing and fixing following sizes of PVC casing and capping on surface as reqd. | item no.416 | [52 empty] | 5.17 | Providing and fixing following sizes of PVC casing and capping on surface as reqd. | item no.416
5.18 | 20 x 12 mm | item no.417 | 380 | Mtr. | 71.89 |  |  | Excess(+) | 1 | Full Conversion | INR | [40 empty] | 27318 | 27318 | INR Twenty Seven Thousand Three Hundred & Eighteen Only | 5.18 | 20 x 12 mm | item no.417 | 380 | Mtr.
5.19 | 25 x 16 mm | item no.418 | 335 | Mtr. | 78.91 |  |  | Excess(+) | 1 | Full Conversion | INR | [40 empty] | 26435 | 26435 | INR Twenty Six Thousand Four Hundred & Thirty Five Only | 5.19 | 25 x 16 mm | item no.418 | 335 | Mtr.
5.2 | 32x 16 mm | item no.419 | 295 | Mtr. | 85.92 |  |  | Excess(+) | 1 | Full Conversion | INR | [40 empty] | 25346 | 25346 | INR Twenty Five Thousand Three Hundred & Forty Six Only | 5.2 | 32x 16 mm | item no.419 | 295 | Mtr.
5.21 | 38 x 16 mm | item no.420 | 160 | Mtr. | 112.23 |  |  | Excess(+) | 1 | Full Conversion | INR | [40 empty] | 17957 | 17957 | INR Seventeen Thousand Nine Hundred & Fifty Seven Only | 5.21 | 38 x 16 mm | item no.420 | 160 | Mtr.
5.22 | Supplying and fixing following size/ modules, plastic box for modular switches/ socket/ ceiling rose in recess/on surface etc as required. | item no.421 | [52 empty] | 5.22 | Supplying and fixing following size/ modules, plastic box for modular switches/ socket/ ceiling rose in recess/on surface etc as required. | item no.421
5.23 | 1 or 2 Module | item no.422 | 45 | Nos. | 270.93 |  |  | Excess(+) | 1 | Full Conversion | INR | [40 empty] | 12192 | 12192 | INR Twelve Thousand One Hundred & Ninety Two Only | 5.23 | 1 or 2 Module | item no.422 | 45 | Nos.
5.24 | 3 Module | item no.423 | 35 | Nos. | 291.1 |  |  | Excess(+) | 1 | Full Conversion | INR | [40 empty] | 10189 | 10189 | INR Ten Thousand One Hundred & Eighty Nine Only | 5.24 | 3 Module | item no.423 | 35 | Nos.
5.25 | 4 Module | item no.424 | 70 | Nos. | 314.77 |  |  | Excess(+) | 1 | Full Conversion | INR | [40 empty] | 22034 | 22034 | INR Twenty Two Thousand &Thirty Four Only | 5.25 | 4 Module | item no.424 | 70 | Nos.
5.26 | 6 Module | item no.425 | 65 | Nos. | 348.09 |  |  | Excess(+) | 1 | Full Conversion | INR | [40 empty] | 22626 | 22626 | INR Twenty Two Thousand Six Hundred & Twenty Six Only | 5.26 | 6 Module | item no.425 | 65 | Nos.
5.27 | 8 Module | item no.426 | 55 | Nos. | 370.88 |  |  | Excess(+) | 1 | Full Conversion | INR | [40 empty] | 20398 | 20398 | INR Twenty Thousand Three Hundred & Ninety Eight Only | 5.27 | 8 Module | item no.426 | 55 | Nos.
5.28 | 12 Module | item no.427 | 45 | Nos. | 784.74 |  |  | Excess(+) | 1 | Full Conversion | INR | [40 empty] | 35313 | 35313 | INR Thirty Five Thousand Three Hundred & Thirteen Only | 5.28 | 12 Module | item no.427 | 45 | Nos.
5.29 | Supply, Installation, testing & commissioning of AC ceiling fan of following sweep 220 volts without regulator I/c wiring the down rods of standard length up to 30 cm with 1.5 sq.mm. PVC insulated copper conductor single core cable etc as reqd. | item no.428 | [52 empty] | 5.29 | Supply, Installation, testing & commissioning of AC ceiling fan of following sweep 220 volts without regulator I/c wiring the down rods of standard length up to 30 cm with 1.5 sq.mm. PVC insulated copper conductor single core cable etc as reqd. | item no.428
5.3 | 1400 mm | item no.429 | 8 | Nos. | 2993.42 |  |  | Excess(+) | 1 | Full Conversion | INR | [40 empty] | 23947 | 23947 | INR Twenty Three Thousand Nine Hundred & Forty Seven Only | 5.3 | 1400 mm | item no.429 | 8 | Nos.
5.31 | Supplying fiixing erection of wall bracket/ceiling fittings of all sizes and shapes containing upto two GLS lamps per fitting complete with all acessories includng connecting etc as requred (without Lamp). | item no.430 | [52 empty] | 5.31 | Supplying fiixing erection of wall bracket/ceiling fittings of all sizes and shapes containing upto two GLS lamps per fitting complete with all acessories includng connecting etc as requred (without Lamp). | item no.430
5.32 | Drum light 03 PV | item no.431 | 20 | Nos. | 1067.95 |  |  | Excess(+) | 1 | Full Conversion | INR | [40 empty] | 21359 | 21359 | INR Twenty One Thousand Three Hundred & Fifty Nine Only | 5.32 | Drum light 03 PV | item no.431 | 20 | Nos.
5.33 | Wall bracket 0533 | item no.432 | 32 | Nos. | 738.27 |  |  | Excess(+) | 1 | Full Conversion | INR | [40 empty] | 23625 | 23625 | INR Twenty Three Thousand Six Hundred & Twenty Five Only | 5.33 | Wall bracket 0533 | item no.432 | 32 | Nos.
5.34 | LED bulkhead (WT140W LED7S CW PSU S1 PC-9405 Philips make or equivalent as approved make) | item no.433 | 35 | Nos. | 934.67 |  |  | Excess(+) | 1 | Full Conversion | INR | [40 empty] | 32713 | 32713 | INR Thirty Two Thousand Seven Hundred & Thirteen Only | 5.34 | LED bulkhead (WT140W LED7S CW PSU S1 PC-9405 Philips make or equivalent as approved make) | item no.433 | 35 | Nos.
5.35 | S & F wood board of following sizes (nominal size) on surface or in recess with suitable size of phenolic laminated sheet cover in the front etc as reqd. | item no.434 | [52 empty] | 5.35 | S & F wood board of following sizes (nominal size) on surface or in recess with suitable size of phenolic laminated sheet cover in the front etc as reqd. | item no.434
5.36 | 100 mm x 100 mm | item no.435 | 130 | Nos. | 144.67 |  |  | Excess(+) | 1 | Full Conversion | INR | [40 empty] | 18807 | 18807 | INR Eighteen Thousand Eight Hundred & Seven Only | 5.36 | 100 mm x 100 mm | item no.435 | 130 | Nos.
5.37 | 175 mm x 100 mm | item no.436 | 25 | Nos. | 160.45 |  |  | Excess(+) | 1 | Full Conversion | INR | [40 empty] | 4011 | 4011 | INR Four Thousand &Eleven Only | 5.37 | 175 mm x 100 mm | item no.436 | 25 | Nos.
5.38 | 200 mm x 150 mm | item no.437 | 8 | Nos. | 219.2 |  |  | Excess(+) | 1 | Full Conversion | INR | [40 empty] | 1754 | 1754 | INR One Thousand Seven Hundred & Fifty Four Only | 5.38 | 200 mm x 150 mm | item no.437 | 8 | Nos.
5.39 | 200 mm x 250 mm | item no.438 | 5 | Nos. | 280.57 |  |  | Excess(+) | 1 | Full Conversion | INR | [40 empty] | 1403 | 1403 | INR One Thousand Four Hundred & Three Only | 5.39 | 200 mm x 250 mm | item no.438 | 5 | Nos.
5.4 | 250 mm x 300 mm | item no.439 | 4 | Nos. | 419.11 |  |  | Excess(+) | 1 | Full Conversion | INR | [40 empty] | 1676 | 1676 | INR One Thousand Six Hundred & Seventy Six Only | 5.4 | 250 mm x 300 mm | item no.439 | 4 | Nos.
5.41 | Supplying and fixing 3 mm thick phenolic laminated sheet on existing board with brass screw & cup washer etc as reqd. | item no.440 | 3500 | Sq.cm | 0.7 |  |  | Excess(+) | 1 | Full Conversion | INR | [40 empty] | 2450 | 2450 | INR Two Thousand Four Hundred & Fifty Only | 5.41 | Supplying and fixing 3 mm thick phenolic laminated sheet on existing board with brass screw & cup washer etc as reqd. | item no.440 | 3500 | Sq.cm
5.42 | Dismantling and refixing of switch / socket /regulator I/c cleaning, connecting, commissioning etc as reqd. | item no.441 | 135 | Nos. | 16.65 |  |  | Excess(+) | 1 | Full Conversion | INR | [40 empty] | 2248 | 2248 | INR Two Thousand Two Hundred & Forty Eight Only | 5.42 | Dismantling and refixing of switch / socket /regulator I/c cleaning, connecting, commissioning etc as reqd. | item no.441 | 135 | Nos.
5.43 | Laying UTP cable enhanced cat 5/cat 6 cable in existing steel conduit pipe/GI pipe/ raceway / RCC pipe as reqd. the cost shall also include numbering of networking wire from room to rack as reqd. (wire will be supplied by dept) | item no.442 | 280 | Mtr. | 16.65 |  |  | Excess(+) | 1 | Full Conversion | INR | [40 empty] | 4662 | 4662 | INR Four Thousand Six Hundred & Sixty Two Only | 5.43 | Laying UTP cable enhanced cat 5/cat 6 cable in existing steel conduit pipe/GI pipe/ raceway / RCC pipe as reqd. the cost shall also include numbering of networking wire from room to rack as reqd. (wire will be supplied by dept) | item no.442 | 280 | Mtr.
5.44 | Fixing of RJ-45 modular box with cover plate or I/o box for internet on surface/ recessed cutting the wall making good the same as required. ( box and cover plate will be supplied by dept.) | item no.443 | 8 | Nos. | 72.77 |  |  | Excess(+) | 1 | Full Conversion | INR | [40 empty] | 582 | 582 | INR Five Hundred & Eighty Two Only | 5.44 | Fixing of RJ-45 modular box with cover plate or I/o box for internet on surface/ recessed cutting the wall making good the same as required. ( box and cover plate will be supplied by dept.) | item no.443 | 8 | Nos.
5.45 | Dismentaling of wood board of any size on surface or in recessed etc as reqd. | item no.444 | 85 | Nos. | 67.51 |  |  | Excess(+) | 1 | Full Conversion | INR | [40 empty] | 5738 | 5738 | INR Five Thousand Seven Hundred & Thirty Eight Only | 5.45 | Dismentaling of wood board of any size on surface or in recessed etc as reqd. | item no.444 | 85 | Nos.
5.46 | Dismantling damaged DB/TPN Switches/ loose wire boxes along with all accessories and depositing the same in the store as reqd. | item no.445 | 5 | Nos. | 220.07 |  |  | Excess(+) | 1 | Full Conversion | INR | [40 empty] | 1100 | 1100 | INR One Thousand One Hundred Only | 5.46 | Dismantling damaged DB/TPN Switches/ loose wire boxes along with all accessories and depositing the same in the store as reqd. | item no.445 | 5 | Nos.
5.47 | Supply and laying of HDPE pipe ISI mark of 32 mm (8Kg / cm²) size inner dia, 2mm thick I/c cartage loading & unloading etc. as reqd. | item no.446 | [52 empty] | 5.47 | Supply and laying of HDPE pipe ISI mark of 32 mm (8Kg / cm²) size inner dia, 2mm thick I/c cartage loading & unloading etc. as reqd. | item no.446
5.48 | Direct in ground I/c excavation, sand cushioning, protective covering and refilling the trench etc. as reqd. | item no.447 | 250 | Mtr. | 448.04 |  |  | Excess(+) | 1 | Full Conversion | INR | [40 empty] | 112010 | 112010 | INR One Lakh Twelve Thousand &Ten Only | 5.48 | Direct in ground I/c excavation, sand cushioning, protective covering and refilling the trench etc. as reqd. | item no.447 | 250 | Mtr.
5.49 | In pipe | item no.448 | 35 | Mtr. | 132.39 |  |  | Excess(+) | 1 | Full Conversion | INR | [40 empty] | 4634 | 4634 | INR Four Thousand Six Hundred & Thirty Four Only | 5.49 | In pipe | item no.448 | 35 | Mtr.
5.5 | In open duct | item no.449 | 20 | Mtr. | 124.5 |  |  | Excess(+) | 1 | Full Conversion | INR | [40 empty] | 2490 | 2490 | INR Two Thousand Four Hundred & Ninety Only | 5.5 | In open duct | item no.449 | 20 | Mtr.
5.51 | On surface with MS clamp | item no.450 | 15 | Mtr. | 148.18 |  |  | Excess(+) | 1 | Full Conversion | INR | [40 empty] | 2223 | 2223 | INR Two Thousand Two Hundred & Twenty Three Only | 5.51 | On surface with MS clamp | item no.450 | 15 | Mtr.
Total in Figures | [51 empty] | 18225600 | 17060124 | One Crore Seventy Lakh Sixty Thousand One Hundred & Twenty Four Only
Quoted Rate in Figures |  |  |  | Select | [47 empty] | 0 | 0 | INR Zero Only
Quoted Rate in Words |  | INR Zero Only
Note on K59: gepadmin: 1. If you choose "Full Conversion" then Column BA (AMOUNT) and Column BB (TAXES) BOTH values will be convert based on selected Currency in (Column L). 2. If you choose "Partial Conversion" then Column BA (AMOUNT) only will be converted based on selected currency (Column L) and Column BB (TAXES) value (INR) will be added to the converted values.
Note on K19: gepadmin: 1. If you choose "Full Conversion" then Column BA (AMOUNT) and Column BB (TAXES) BOTH values will be convert based on selected Currency in (Column L). 2. If you choose "Partial Conversion" then Column BA (AMOUNT) only will be converted based on selected currency (Column L) and Column BB (TAXES) value (INR) will be added to the converted values.
Note on K27: gepadmin: 1. If you choose "Full Conversion" then Column BA (AMOUNT) and Column BB (TAXES) BOTH values will be convert based on selected Currency in (Column L). 2. If you choose "Partial Conversion" then Column BA (AMOUNT) only will be converted based on selected currency (Column L) and Column BB (TAXES) value (INR) will be added to the converted values.
Note on K356: gepadmin: 1. If you choose "Full Conversion" then Column BA (AMOUNT) and Column BB (TAXES) BOTH values will be convert based on selected Currency in (Column L). 2. If you choose "Partial Conversion" then Column BA (AMOUNT) only will be converted based on selected currency (Column L) and Column BB (TAXES) value (INR) will be added to the converted values.
Note on K360: gepadmin: 1. If you choose "Full Conversion" then Column BA (AMOUNT) and Column BB (TAXES) BOTH values will be convert based on selected Currency in (Column L). 2. If you choose "Partial Conversion" then Column BA (AMOUNT) only will be converted based on selected currency (Column L) and Column BB (TAXES) value (INR) will be added to the converted values.
Note on K43: gepadmin: 1. If you choose "Full Conversion" then Column BA (AMOUNT) and Column BB (TAXES) BOTH values will be convert based on selected Currency in (Column L). 2. If you choose "Partial Conversion" then Column BA (AMOUNT) only will be converted based on selected currency (Column L) and Column BB (TAXES) value (INR) will be added to the converted values.
Note on K46: gepadmin: 1. If you choose "Full Conversion" then Column BA (AMOUNT) and Column BB (TAXES) BOTH values will be convert based on selected Currency in (Column L). 2. If you choose "Partial Conversion" then Column BA (AMOUNT) only will be converted based on selected currency (Column L) and Column BB (TAXES) value (INR) will be added to the converted values.
Note on K52: gepadmin: 1. If you choose "Full Conversion" then Column BA (AMOUNT) and Column BB (TAXES) BOTH values will be convert based on selected Currency in (Column L). 2. If you choose "Partial Conversion" then Column BA (AMOUNT) only will be converted based on selected currency (Column L) and Column BB (TAXES) value (INR) will be added to the converted values.
Note on K54: gepadmin: 1. If you choose "Full Conversion" then Column BA (AMOUNT) and Column BB (TAXES) BOTH values will be convert based on selected Currency in (Column L). 2. If you choose "Partial Conversion" then Column BA (AMOUNT) only will be converted based on selected currency (Column L) and Column BB (TAXES) value (INR) will be added to the converted values.
Note on K41: gepadmin: 1. If you choose "Full Conversion" then Column BA (AMOUNT) and Column BB (TAXES) BOTH values will be convert based on selected Currency in (Column L). 2. If you choose "Partial Conversion" then Column BA (AMOUNT) only will be converted based on selected currency (Column L) and Column BB (TAXES) value (INR) will be added to the converted values.
Note on K36: gepadmin: 1. If you choose "Full Conversion" then Column BA (AMOUNT) and Column BB (TAXES) BOTH values will be convert based on selected Currency in (Column L). 2. If you choose "Partial Conversion" then Column BA (AMOUNT) only will be converted based on selected currency (Column L) and Column BB (TAXES) value (INR) will be added to the converted values.
Note on K37: gepadmin: 1. If you choose "Full Conversion" then Column BA (AMOUNT) and Column BB (TAXES) BOTH values will be convert based on selected Currency in (Column L). 2. If you choose "Partial Conversion" then Column BA (AMOUNT) only will be converted based on selected currency (Column L) and Column BB (TAXES) value (INR) will be added to the converted values.
Note on K39: gepadmin: 1. If you choose "Full Conversion" then Column BA (AMOUNT) and Column BB (TAXES) BOTH values will be convert based on selected Currency in (Column L). 2. If you choose "Partial Conversion" then Column BA (AMOUNT) only will be converted based on selected currency (Column L) and Column BB (TAXES) value (INR) will be added to the converted values.
Note on K33: gepadmin: 1. If you choose "Full Conversion" then Column BA (AMOUNT) and Column BB (TAXES) BOTH values will be convert based on selected Currency in (Column L). 2. If you choose "Partial Conversion" then Column BA (AMOUNT) only will be converted based on selected currency (Column L) and Column BB (TAXES) value (INR) will be added to the converted values.
Note on K22: gepadmin: 1. If you choose "Full Conversion" then Column BA (AMOUNT) and Column BB (TAXES) BOTH values will be convert based on selected Currency in (Column L). 2. If you choose "Partial Conversion" then Column BA (AMOUNT) only will be converted based on selected currency (Column L) and Column BB (TAXES) value (INR) will be added to the converted values.
Note on K60: gepadmin: 1. If you choose "Full Conversion" then Column BA (AMOUNT) and Column BB (TAXES) BOTH values will be convert based on selected Currency in (Column L). 2. If you choose "Partial Conversion" then Column BA (AMOUNT) only will be converted based on selected currency (Column L) and Column BB (TAXES) value (INR) will be added to the converted values.
Note on K117: gepadmin: 1. If you choose "Full Conversion" then Column BA (AMOUNT) and Column BB (TAXES) BOTH values will be convert based on selected Currency in (Column L). 2. If you choose "Partial Conversion" then Column BA (AMOUNT) only will be converted based on selected currency (Column L) and Column BB (TAXES) value (INR) will be added to the converted values.
Note on K112: gepadmin: 1. If you choose "Full Conversion" then Column BA (AMOUNT) and Column BB (TAXES) BOTH values will be convert based on selected Currency in (Column L). 2. If you choose "Partial Conversion" then Column BA (AMOUNT) only will be converted based on selected currency (Column L) and Column BB (TAXES) value (INR) will be added to the converted values.
Note on K352: gepadmin: 1. If you choose "Full Conversion" then Column BA (AMOUNT) and Column BB (TAXES) BOTH values will be convert based on selected Currency in (Column L). 2. If you choose "Partial Conversion" then Column BA (AMOUNT) only will be converted based on selected currency (Column L) and Column BB (TAXES) value (INR) will be added to the converted values.
Note on K359: gepadmin: 1. If you choose "Full Conversion" then Column BA (AMOUNT) and Column BB (TAXES) BOTH values will be convert based on selected Currency in (Column L). 2. If you choose "Partial Conversion" then Column BA (AMOUNT) only will be converted based on selected currency (Column L) and Column BB (TAXES) value (INR) will be added to the converted values.
Note on K361: gepadmin: 1. If you choose "Full Conversion" then Column BA (AMOUNT) and Column BB (TAXES) BOTH values will be convert based on selected Currency in (Column L). 2. If you choose "Partial Conversion" then Column BA (AMOUNT) only will be converted based on selected currency (Column L) and Column BB (TAXES) value (INR) will be added to the converted values.
Note on K363: gepadmin: 1. If you choose "Full Conversion" then Column BA (AMOUNT) and Column BB (TAXES) BOTH values will be convert based on selected Currency in (Column L). 2. If you choose "Partial Conversion" then Column BA (AMOUNT) only will be converted based on selected currency (Column L) and Column BB (TAXES) value (INR) will be added to the converted values.
Note on K355: gepadmin: 1. If you choose "Full Conversion" then Column BA (AMOUNT) and Column BB (TAXES) BOTH values will be convert based on selected Currency in (Column L). 2. If you choose "Partial Conversion" then Column BA (AMOUNT) only will be converted based on selected currency (Column L) and Column BB (TAXES) value (INR) will be added to the converted values.
Note on K63: gepadmin: 1. If you choose "Full Conversion" then Column BA (AMOUNT) and Column BB (TAXES) BOTH values will be convert based on selected Currency in (Column L). 2. If you choose "Partial Conversion" then Column BA (AMOUNT) only will be converted based on selected currency (Column L) and Column BB (TAXES) value (INR) will be added to the converted values.
Note on K66: gepadmin: 1. If you choose "Full Conversion" then Column BA (AMOUNT) and Column BB (TAXES) BOTH values will be convert based on selected Currency in (Column L). 2. If you choose "Partial Conversion" then Column BA (AMOUNT) only will be converted based on selected currency (Column L) and Column BB (TAXES) value (INR) will be added to the converted values.
Note on K69: gepadmin: 1. If you choose "Full Conversion" then Column BA (AMOUNT) and Column BB (TAXES) BOTH values will be convert based on selected Currency in (Column L). 2. If you choose "Partial Conversion" then Column BA (AMOUNT) only will be converted based on selected currency (Column L) and Column BB (TAXES) value (INR) will be added to the converted values.
Note on K71: gepadmin: 1. If you choose "Full Conversion" then Column BA (AMOUNT) and Column BB (TAXES) BOTH values will be convert based on selected Currency in (Column L). 2. If you choose "Partial Conversion" then Column BA (AMOUNT) only will be converted based on selected currency (Column L) and Column BB (TAXES) value (INR) will be added to the converted values.
Note on K73: gepadmin: 1. If you choose "Full Conversion" then Column BA (AMOUNT) and Column BB (TAXES) BOTH values will be convert based on selected Currency in (Column L). 2. If you choose "Partial Conversion" then Column BA (AMOUNT) only will be converted based on selected currency (Column L) and Column BB (TAXES) value (INR) will be added to the converted values.
Note on K74: gepadmin: 1. If you choose "Full Conversion" then Column BA (AMOUNT) and Column BB (TAXES) BOTH values will be convert based on selected Currency in (Column L). 2. If you choose "Partial Conversion" then Column BA (AMOUNT) only will be converted based on selected currency (Column L) and Column BB (TAXES) value (INR) will be added to the converted values.
Note on K75: gepadmin: 1. If you choose "Full Conversion" then Column BA (AMOUNT) and Column BB (TAXES) BOTH values will be convert based on selected Currency in (Column L). 2. If you choose "Partial Conversion" then Column BA (AMOUNT) only will be converted based on selected currency (Column L) and Column BB (TAXES) value (INR) will be added to the converted values.
Note on K77: gepadmin: 1. If you choose "Full Conversion" then Column BA (AMOUNT) and Column BB (TAXES) BOTH values will be convert based on selected Currency in (Column L). 2. If you choose "Partial Conversion" then Column BA (AMOUNT) only will be converted based on selected currency (Column L) and Column BB (TAXES) value (INR) will be added to the converted values.
Note on K78: gepadmin: 1. If you choose "Full Conversion" then Column BA (AMOUNT) and Column BB (TAXES) BOTH values will be convert based on selected Currency in (Column L). 2. If you choose "Partial Conversion" then Column BA (AMOUNT) only will be converted based on selected currency (Column L) and Column BB (TAXES) value (INR) will be added to the converted values.
Note on K80: gepadmin: 1. If you choose "Full Conversion" then Column BA (AMOUNT) and Column BB (TAXES) BOTH values will be convert based on selected Currency in (Column L). 2. If you choose "Partial Conversion" then Column BA (AMOUNT) only will be converted based on selected currency (Column L) and Column BB (TAXES) value (INR) will be added to the converted values.
Note on K82: gepadmin: 1. If you choose "Full Conversion" then Column BA (AMOUNT) and Column BB (TAXES) BOTH values will be convert based on selected Currency in (Column L). 2. If you choose "Partial Conversion" then Column BA (AMOUNT) only will be converted based on selected currency (Column L) and Column BB (TAXES) value (INR) will be added to the converted values.
Note on K83: gepadmin: 1. If you choose "Full Conversion" then Column BA (AMOUNT) and Column BB (TAXES) BOTH values will be convert based on selected Currency in (Column L). 2. If you choose "Partial Conversion" then Column BA (AMOUNT) only will be converted based on selected currency (Column L) and Column BB (TAXES) value (INR) will be added to the converted values.
Note on K84: gepadmin: 1. If you choose "Full Conversion" then Column BA (AMOUNT) and Column BB (TAXES) BOTH values will be convert based on selected Currency in (Column L). 2. If you choose "Partial Conversion" then Column BA (AMOUNT) only will be converted based on selected currency (Column L) and Column BB (TAXES) value (INR) will be added to the converted values.
Note on K86: gepadmin: 1. If you choose "Full Conversion" then Column BA (AMOUNT) and Column BB (TAXES) BOTH values will be convert based on selected Currency in (Column L). 2. If you choose "Partial Conversion" then Column BA (AMOUNT) only will be converted based on selected currency (Column L) and Column BB (TAXES) value (INR) will be added to the converted values.
Note on K88: gepadmin: 1. If you choose "Full Conversion" then Column BA (AMOUNT) and Column BB (TAXES) BOTH values will be convert based on selected Currency in (Column L). 2. If you choose "Partial Conversion" then Column BA (AMOUNT) only will be converted based on selected currency (Column L) and Column BB (TAXES) value (INR) will be added to the converted values.
Note on K90: gepadmin: 1. If you choose "Full Conversion" then Column BA (AMOUNT) and Column BB (TAXES) BOTH values will be convert based on selected Currency in (Column L). 2. If you choose "Partial Conversion" then Column BA (AMOUNT) only will be converted based on selected currency (Column L) and Column BB (TAXES) value (INR) will be added to the converted values.
Note on K92: gepadmin: 1. If you choose "Full Conversion" then Column BA (AMOUNT) and Column BB (TAXES) BOTH values will be convert based on selected Currency in (Column L). 2. If you choose "Partial Conversion" then Column BA (AMOUNT) only will be converted based on selected currency (Column L) and Column BB (TAXES) value (INR) will be added to the converted values.
Note on K96: gepadmin: 1. If you choose "Full Conversion" then Column BA (AMOUNT) and Column BB (TAXES) BOTH values will be convert based on selected Currency in (Column L). 2. If you choose "Partial Conversion" then Column BA (AMOUNT) only will be converted based on selected currency (Column L) and Column BB (TAXES) value (INR) will be added to the converted values.
Note on K98: gepadmin: 1. If you choose "Full Conversion" then Column BA (AMOUNT) and Column BB (TAXES) BOTH values will be convert based on selected Currency in (Column L). 2. If you choose "Partial Conversion" then Column BA (AMOUNT) only will be converted based on selected currency (Column L) and Column BB (TAXES) value (INR) will be added to the converted values.
Note on K100: gepadmin: 1. If you choose "Full Conversion" then Column BA (AMOUNT) and Column BB (TAXES) BOTH values will be convert based on selected Currency in (Column L). 2. If you choose "Partial Conversion" then Column BA (AMOUNT) only will be converted based on selected currency (Column L) and Column BB (TAXES) value (INR) will be added to the converted values.
Note on K102: gepadmin: 1. If you choose "Full Conversion" then Column BA (AMOUNT) and Column BB (TAXES) BOTH values will be convert based on selected Currency in (Column L). 2. If you choose "Partial Conversion" then Column BA (AMOUNT) only will be converted based on selected currency (Column L) and Column BB (TAXES) value (INR) will be added to the converted values.
Note on K104: gepadmin: 1. If you choose "Full Conversion" then Column BA (AMOUNT) and Column BB (TAXES) BOTH values will be convert based on selected Currency in (Column L). 2. If you choose "Partial Conversion" then Column BA (AMOUNT) only will be converted based on selected currency (Column L) and Column BB (TAXES) value (INR) will be added to the converted values.
Note on K16: gepadmin: 1. If you choose "Full Conversion" then Column BA (AMOUNT) and Column BB (TAXES) BOTH values will be convert based on selected Currency in (Column L). 2. If you choose "Partial Conversion" then Column BA (AMOUNT) only will be converted based on selected currency (Column L) and Column BB (TAXES) value (INR) will be added to the converted values.
Note on K23: gepadmin: 1. If you choose "Full Conversion" then Column BA (AMOUNT) and Column BB (TAXES) BOTH values will be convert based on selected Currency in (Column L). 2. If you choose "Partial Conversion" then Column BA (AMOUNT) only will be converted based on selected currency (Column L) and Column BB (TAXES) value (INR) will be added to the converted values.
Note on K25: gepadmin: 1. If you choose "Full Conversion" then Column BA (AMOUNT) and Column BB (TAXES) BOTH values will be convert based on selected Currency in (Column L). 2. If you choose "Partial Conversion" then Column BA (AMOUNT) only will be converted based on selected currency (Column L) and Column BB (TAXES) value (INR) will be added to the converted values.
Note on K30: gepadmin: 1. If you choose "Full Conversion" then Column BA (AMOUNT) and Column BB (TAXES) BOTH values will be convert based on selected Currency in (Column L). 2. If you choose "Partial Conversion" then Column BA (AMOUNT) only will be converted based on selected currency (Column L) and Column BB (TAXES) value (INR) will be added to the converted values.
Note on K32: gepadmin: 1. If you choose "Full Conversion" then Column BA (AMOUNT) and Column BB (TAXES) BOTH values will be convert based on selected Currency in (Column L). 2. If you choose "Partial Conversion" then Column BA (AMOUNT) only will be converted based on selected currency (Column L) and Column BB (TAXES) value (INR) will be added to the converted values.
Note on K40: gepadmin: 1. If you choose "Full Conversion" then Column BA (AMOUNT) and Column BB (TAXES) BOTH values will be convert based on selected Currency in (Column L). 2. If you choose "Partial Conversion" then Column BA (AMOUNT) only will be converted based on selected currency (Column L) and Column BB (TAXES) value (INR) will be added to the converted values.
Note on K42: gepadmin: 1. If you choose "Full Conversion" then Column BA (AMOUNT) and Column BB (TAXES) BOTH values will be convert based on selected Currency in (Column L). 2. If you choose "Partial Conversion" then Column BA (AMOUNT) only will be converted based on selected currency (Column L) and Column BB (TAXES) value (INR) will be added to the converted values.
Note on K44: gepadmin: 1. If you choose "Full Conversion" then Column BA (AMOUNT) and Column BB (TAXES) BOTH values will be convert based on selected Currency in (Column L). 2. If you choose "Partial Conversion" then Column BA (AMOUNT) only will be converted based on selected currency (Column L) and Column BB (TAXES) value (INR) will be added to the converted values.
Note on K47: gepadmin: 1. If you choose "Full Conversion" then Column BA (AMOUNT) and Column BB (TAXES) BOTH values will be convert based on selected Currency in (Column L). 2. If you choose "Partial Conversion" then Column BA (AMOUNT) only will be converted based on selected currency (Column L) and Column BB (TAXES) value (INR) will be added to the converted values.
Note on K50: gepadmin: 1. If you choose "Full Conversion" then Column BA (AMOUNT) and Column BB (TAXES) BOTH values will be convert based on selected Currency in (Column L). 2. If you choose "Partial Conversion" then Column BA (AMOUNT) only will be converted based on selected currency (Column L) and Column BB (TAXES) value (INR) will be added to the converted values.
Note on K55: gepadmin: 1. If you choose "Full Conversion" then Column BA (AMOUNT) and Column BB (TAXES) BOTH values will be convert based on selected Currency in (Column L). 2. If you choose "Partial Conversion" then Column BA (AMOUNT) only will be converted based on selected currency (Column L) and Column BB (TAXES) value (INR) will be added to the converted values.
Note on K106: gepadmin: 1. If you choose "Full Conversion" then Column BA (AMOUNT) and Column BB (TAXES) BOTH values will be convert based on selected Currency in (Column L). 2. If you choose "Partial Conversion" then Column BA (AMOUNT) only will be converted based on selected currency (Column L) and Column BB (TAXES) value (INR) will be added to the converted values.
Note on K108: gepadmin: 1. If you choose "Full Conversion" then Column BA (AMOUNT) and Column BB (TAXES) BOTH values will be convert based on selected Currency in (Column L). 2. If you choose "Partial Conversion" then Column BA (AMOUNT) only will be converted based on selected currency (Column L) and Column BB (TAXES) value (INR) will be added to the converted values.
Note on K115: gepadmin: 1. If you choose "Full Conversion" then Column BA (AMOUNT) and Column BB (TAXES) BOTH values will be convert based on selected Currency in (Column L). 2. If you choose "Partial Conversion" then Column BA (AMOUNT) only will be converted based on selected currency (Column L) and Column BB (TAXES) value (INR) will be added to the converted values.
Note on K351: gepadmin: 1. If you choose "Full Conversion" then Column BA (AMOUNT) and Column BB (TAXES) BOTH values will be convert based on selected Currency in (Column L). 2. If you choose "Partial Conversion" then Column BA (AMOUNT) only will be converted based on selected currency (Column L) and Column BB (TAXES) value (INR) will be added to the converted values.
Note on K353: gepadmin: 1. If you choose "Full Conversion" then Column BA (AMOUNT) and Column BB (TAXES) BOTH values will be convert based on selected Currency in (Column L). 2. If you choose "Partial Conversion" then Column BA (AMOUNT) only will be converted based on selected currency (Column L) and Column BB (TAXES) value (INR) will be added to the converted values.
Note on K354: gepadmin: 1. If you choose "Full Conversion" then Column BA (AMOUNT) and Column BB (TAXES) BOTH values will be convert based on selected Currency in (Column L). 2. If you choose "Partial Conversion" then Column BA (AMOUNT) only will be converted based on selected currency (Column L) and Column BB (TAXES) value (INR) will be added to the converted values.
Note on K357: gepadmin: 1. If you choose "Full Conversion" then Column BA (AMOUNT) and Column BB (TAXES) BOTH values will be convert based on selected Currency in (Column L). 2. If you choose "Partial Conversion" then Column BA (AMOUNT) only will be converted based on selected currency (Column L) and Column BB (TAXES) value (INR) will be added to the converted values.
Note on K358: gepadmin: 1. If you choose "Full Conversion" then Column BA (AMOUNT) and Column BB (TAXES) BOTH values will be convert based on selected Currency in (Column L). 2. If you choose "Partial Conversion" then Column BA (AMOUNT) only will be converted based on selected currency (Column L) and Column BB (TAXES) value (INR) will be added to the converted values.
Note on K362: gepadmin: 1. If you choose "Full Conversion" then Column BA (AMOUNT) and Column BB (TAXES) BOTH values will be convert based on selected Currency in (Column L). 2. If you choose "Partial Conversion" then Column BA (AMOUNT) only will be converted based on selected currency (Column L) and Column BB (TAXES) value (INR) will be added to the converted values.
Note on K366: gepadmin: 1. If you choose "Full Conversion" then Column BA (AMOUNT) and Column BB (TAXES) BOTH values will be convert based on selected Currency in (Column L). 2. If you choose "Partial Conversion" then Column BA (AMOUNT) only will be converted based on selected currency (Column L) and Column BB (TAXES) value (INR) will be added to the converted values.
Note on K119: gepadmin: 1. If you choose "Full Conversion" then Column BA (AMOUNT) and Column BB (TAXES) BOTH values will be convert based on selected Currency in (Column L). 2. If you choose "Partial Conversion" then Column BA (AMOUNT) only will be converted based on selected currency (Column L) and Column BB (TAXES) value (INR) will be added to the converted values.
Note on K121: gepadmin: 1. If you choose "Full Conversion" then Column BA (AMOUNT) and Column BB (TAXES) BOTH values will be convert based on selected Currency in (Column L). 2. If you choose "Partial Conversion" then Column BA (AMOUNT) only will be converted based on selected currency (Column L) and Column BB (TAXES) value (INR) will be added to the converted values.
Note on K122: gepadmin: 1. If you choose "Full Conversion" then Column BA (AMOUNT) and Column BB (TAXES) BOTH values will be convert based on selected Currency in (Column L). 2. If you choose "Partial Conversion" then Column BA (AMOUNT) only will be converted based on selected currency (Column L) and Column BB (TAXES) value (INR) will be added to the converted values.
Note on K125: gepadmin: 1. If you choose "Full Conversion" then Column BA (AMOUNT) and Column BB (TAXES) BOTH values will be convert based on selected Currency in (Column L). 2. If you choose "Partial Conversion" then Column BA (AMOUNT) only will be converted based on selected currency (Column L) and Column BB (TAXES) value (INR) will be added to the converted values.
Note on K127: gepadmin: 1. If you choose "Full Conversion" then Column BA (AMOUNT) and Column BB (TAXES) BOTH values will be convert based on selected Currency in (Column L). 2. If you choose "Partial Conversion" then Column BA (AMOUNT) only will be converted based on selected currency (Column L) and Column BB (TAXES) value (INR) will be added to the converted values.
Note on K129: gepadmin: 1. If you choose "Full Conversion" then Column BA (AMOUNT) and Column BB (TAXES) BOTH values will be convert based on selected Currency in (Column L). 2. If you choose "Partial Conversion" then Column BA (AMOUNT) only will be converted based on selected currency (Column L) and Column BB (TAXES) value (INR) will be added to the converted values.
Note on K132: gepadmin: 1. If you choose "Full Conversion" then Column BA (AMOUNT) and Column BB (TAXES) BOTH values will be convert based on selected Currency in (Column L). 2. If you choose "Partial Conversion" then Column BA (AMOUNT) only will be converted based on selected currency (Column L) and Column BB (TAXES) value (INR) will be added to the converted values.
Note on K134: gepadmin: 1. If you choose "Full Conversion" then Column BA (AMOUNT) and Column BB (TAXES) BOTH values will be convert based on selected Currency in (Column L). 2. If you choose "Partial Conversion" then Column BA (AMOUNT) only will be converted based on selected currency (Column L) and Column BB (TAXES) value (INR) will be added to the converted values.
Note on K135: gepadmin: 1. If you choose "Full Conversion" then Column BA (AMOUNT) and Column BB (TAXES) BOTH values will be convert based on selected Currency in (Column L). 2. If you choose "Partial Conversion" then Column BA (AMOUNT) only will be converted based on selected currency (Column L) and Column BB (TAXES) value (INR) will be added to the converted values.
Note on K137: gepadmin: 1. If you choose "Full Conversion" then Column BA (AMOUNT) and Column BB (TAXES) BOTH values will be convert based on selected Currency in (Column L). 2. If you choose "Partial Conversion" then Column BA (AMOUNT) only will be converted based on selected currency (Column L) and Column BB (TAXES) value (INR) will be added to the converted values.
Note on K138: gepadmin: 1. If you choose "Full Conversion" then Column BA (AMOUNT) and Column BB (TAXES) BOTH values will be convert based on selected Currency in (Column L). 2. If you choose "Partial Conversion" then Column BA (AMOUNT) only will be converted based on selected currency (Column L) and Column BB (TAXES) value (INR) will be added to the converted values.
Note on K141: gepadmin: 1. If you choose "Full Conversion" then Column BA (AMOUNT) and Column BB (TAXES) BOTH values will be convert based on selected Currency in (Column L). 2. If you choose "Partial Conversion" then Column BA (AMOUNT) only will be converted based on selected currency (Column L) and Column BB (TAXES) value (INR) will be added to the converted values.
Note on K143: gepadmin: 1. If you choose "Full Conversion" then Column BA (AMOUNT) and Column BB (TAXES) BOTH values will be convert based on selected Currency in (Column L). 2. If you choose "Partial Conversion" then Column BA (AMOUNT) only will be converted based on selected currency (Column L) and Column BB (TAXES) value (INR) will be added to the converted values.
Note on K145: gepadmin: 1. If you choose "Full Conversion" then Column BA (AMOUNT) and Column BB (TAXES) BOTH values will be convert based on selected Currency in (Column L). 2. If you choose "Partial Conversion" then Column BA (AMOUNT) only will be converted based on selected currency (Column L) and Column BB (TAXES) value (INR) will be added to the converted values.
Note on K147: gepadmin: 1. If you choose "Full Conversion" then Column BA (AMOUNT) and Column BB (TAXES) BOTH values will be convert based on selected Currency in (Column L). 2. If you choose "Partial Conversion" then Column BA (AMOUNT) only will be converted based on selected currency (Column L) and Column BB (TAXES) value (INR) will be added to the converted values.
Note on K149: gepadmin: 1. If you choose "Full Conversion" then Column BA (AMOUNT) and Column BB (TAXES) BOTH values will be convert based on selected Currency in (Column L). 2. If you choose "Partial Conversion" then Column BA (AMOUNT) only will be converted based on selected currency (Column L) and Column BB (TAXES) value (INR) will be added to the converted values.
Note on K151: gepadmin: 1. If you choose "Full Conversion" then Column BA (AMOUNT) and Column BB (TAXES) BOTH values will be convert based on selected Currency in (Column L). 2. If you choose "Partial Conversion" then Column BA (AMOUNT) only will be converted based on selected currency (Column L) and Column BB (TAXES) value (INR) will be added to the converted values.
Note on K153: gepadmin: 1. If you choose "Full Conversion" then Column BA (AMOUNT) and Column BB (TAXES) BOTH values will be convert based on selected Currency in (Column L). 2. If you choose "Partial Conversion" then Column BA (AMOUNT) only will be converted based on selected currency (Column L) and Column BB (TAXES) value (INR) will be added to the converted values.
Note on K155: gepadmin: 1. If you choose "Full Conversion" then Column BA (AMOUNT) and Column BB (TAXES) BOTH values will be convert based on selected Currency in (Column L). 2. If you choose "Partial Conversion" then Column BA (AMOUNT) only will be converted based on selected currency (Column L) and Column BB (TAXES) value (INR) will be added to the converted values.
Note on K157: gepadmin: 1. If you choose "Full Conversion" then Column BA (AMOUNT) and Column BB (TAXES) BOTH values will be convert based on selected Currency in (Column L). 2. If you choose "Partial Conversion" then Column BA (AMOUNT) only will be converted based on selected currency (Column L) and Column BB (TAXES) value (INR) will be added to the converted values.
Note on K158: gepadmin: 1. If you choose "Full Conversion" then Column BA (AMOUNT) and Column BB (TAXES) BOTH values will be convert based on selected Currency in (Column L). 2. If you choose "Partial Conversion" then Column BA (AMOUNT) only will be converted based on selected currency (Column L) and Column BB (TAXES) value (INR) will be added to the converted values.
Note on K160: gepadmin: 1. If you choose "Full Conversion" then Column BA (AMOUNT) and Column BB (TAXES) BOTH values will be convert based on selected Currency in (Column L). 2. If you choose "Partial Conversion" then Column BA (AMOUNT) only will be converted based on selected currency (Column L) and Column BB (TAXES) value (INR) will be added to the converted values.
Note on K161: gepadmin: 1. If you choose "Full Conversion" then Column BA (AMOUNT) and Column BB (TAXES) BOTH values will be convert based on selected Currency in (Column L). 2. If you choose "Partial Conversion" then Column BA (AMOUNT) only will be converted based on selected currency (Column L) and Column BB (TAXES) value (INR) will be added to the converted values.
Note on K163: gepadmin: 1. If you choose "Full Conversion" then Column BA (AMOUNT) and Column BB (TAXES) BOTH values will be convert based on selected Currency in (Column L). 2. If you choose "Partial Conversion" then Column BA (AMOUNT) only will be converted based on selected currency (Column L) and Column BB (TAXES) value (INR) will be added to the converted values.
Note on K164: gepadmin: 1. If you choose "Full Conversion" then Column BA (AMOUNT) and Column BB (TAXES) BOTH values will be convert based on selected Currency in (Column L). 2. If you choose "Partial Conversion" then Column BA (AMOUNT) only will be converted based on selected currency (Column L) and Column BB (TAXES) value (INR) will be added to the converted values.
Note on K166: gepadmin: 1. If you choose "Full Conversion" then Column BA (AMOUNT) and Column BB (TAXES) BOTH values will be convert based on selected Currency in (Column L). 2. If you choose "Partial Conversion" then Column BA (AMOUNT) only will be converted based on selected currency (Column L) and Column BB (TAXES) value (INR) will be added to the converted values.
Note on K168: gepadmin: 1. If you choose "Full Conversion" then Column BA (AMOUNT) and Column BB (TAXES) BOTH values will be convert based on selected Currency in (Column L). 2. If you choose "Partial Conversion" then Column BA (AMOUNT) only will be converted based on selected currency (Column L) and Column BB (TAXES) value (INR) will be added to the converted values.
Note on K171: gepadmin: 1. If you choose "Full Conversion" then Column BA (AMOUNT) and Column BB (TAXES) BOTH values will be convert based on selected Currency in (Column L). 2. If you choose "Partial Conversion" then Column BA (AMOUNT) only will be converted based on selected currency (Column L) and Column BB (TAXES) value (INR) will be added to the converted values.
Note on K173: gepadmin: 1. If you choose "Full Conversion" then Column BA (AMOUNT) and Column BB (TAXES) BOTH values will be convert based on selected Currency in (Column L). 2. If you choose "Partial Conversion" then Column BA (AMOUNT) only will be converted based on selected currency (Column L) and Column BB (TAXES) value (INR) will be added to the converted values.
Note on K174: gepadmin: 1. If you choose "Full Conversion" then Column BA (AMOUNT) and Column BB (TAXES) BOTH values will be convert based on selected Currency in (Column L). 2. If you choose "Partial Conversion" then Column BA (AMOUNT) only will be converted based on selected currency (Column L) and Column BB (TAXES) value (INR) will be added to the converted values.
Note on K175: gepadmin: 1. If you choose "Full Conversion" then Column BA (AMOUNT) and Column BB (TAXES) BOTH values will be convert based on selected Currency in (Column L). 2. If you choose "Partial Conversion" then Column BA (AMOUNT) only will be converted based on selected currency (Column L) and Column BB (TAXES) value (INR) will be added to the converted values.
Note on K177: gepadmin: 1. If you choose "Full Conversion" then Column BA (AMOUNT) and Column BB (TAXES) BOTH values will be convert based on selected Currency in (Column L). 2. If you choose "Partial Conversion" then Column BA (AMOUNT) only will be converted based on selected currency (Column L) and Column BB (TAXES) value (INR) will be added to the converted values.
Note on K178: gepadmin: 1. If you choose "Full Conversion" then Column BA (AMOUNT) and Column BB (TAXES) BOTH values will be convert based on selected Currency in (Column L). 2. If you choose "Partial Conversion" then Column BA (AMOUNT) only will be converted based on selected currency (Column L) and Column BB (TAXES) value (INR) will be added to the converted values.
Note on K179: gepadmin: 1. If you choose "Full Conversion" then Column BA (AMOUNT) and Column BB (TAXES) BOTH values will be convert based on selected Currency in (Column L). 2. If you choose "Partial Conversion" then Column BA (AMOUNT) only will be converted based on selected currency (Column L) and Column BB (TAXES) value (INR) will be added to the converted values.
Note on K180: gepadmin: 1. If you choose "Full Conversion" then Column BA (AMOUNT) and Column BB (TAXES) BOTH values will be convert based on selected Currency in (Column L). 2. If you choose "Partial Conversion" then Column BA (AMOUNT) only will be converted based on selected currency (Column L) and Column BB (TAXES) value (INR) will be added to the converted values.
Note on K183: gepadmin: 1. If you choose "Full Conversion" then Column BA (AMOUNT) and Column BB (TAXES) BOTH values will be convert based on selected Currency in (Column L). 2. If you choose "Partial Conversion" then Column BA (AMOUNT) only will be converted based on selected currency (Column L) and Column BB (TAXES) value (INR) will be added to the converted values.
Note on K344: gepadmin: 1. If you choose "Full Conversion" then Column BA (AMOUNT) and Column BB (TAXES) BOTH values will be convert based on selected Currency in (Column L). 2. If you choose "Partial Conversion" then Column BA (AMOUNT) only will be converted based on selected currency (Column L) and Column BB (TAXES) value (INR) will be added to the converted values.
Note on K345: gepadmin: 1. If you choose "Full Conversion" then Column BA (AMOUNT) and Column BB (TAXES) BOTH values will be convert based on selected Currency in (Column L). 2. If you choose "Partial Conversion" then Column BA (AMOUNT) only will be converted based on selected currency (Column L) and Column BB (TAXES) value (INR) will be added to the converted values.
Note on K346: gepadmin: 1. If you choose "Full Conversion" then Column BA (AMOUNT) and Column BB (TAXES) BOTH values will be convert based on selected Currency in (Column L). 2. If you choose "Partial Conversion" then Column BA (AMOUNT) only will be converted based on selected currency (Column L) and Column BB (TAXES) value (INR) will be added to the converted values.
Note on K347: gepadmin: 1. If you choose "Full Conversion" then Column BA (AMOUNT) and Column BB (TAXES) BOTH values will be convert based on selected Currency in (Column L). 2. If you choose "Partial Conversion" then Column BA (AMOUNT) only will be converted based on selected currency (Column L) and Column BB (TAXES) value (INR) will be added to the converted values.
Note on K348: gepadmin: 1. If you choose "Full Conversion" then Column BA (AMOUNT) and Column BB (TAXES) BOTH values will be convert based on selected Currency in (Column L). 2. If you choose "Partial Conversion" then Column BA (AMOUNT) only will be converted based on selected currency (Column L) and Column BB (TAXES) value (INR) will be added to the converted values.
Note on K349: gepadmin: 1. If you choose "Full Conversion" then Column BA (AMOUNT) and Column BB (TAXES) BOTH values will be convert based on selected Currency in (Column L). 2. If you choose "Partial Conversion" then Column BA (AMOUNT) only will be converted based on selected currency (Column L) and Column BB (TAXES) value (INR) will be added to the converted values.
Note on K350: gepadmin: 1. If you choose "Full Conversion" then Column BA (AMOUNT) and Column BB (TAXES) BOTH values will be convert based on selected Currency in (Column L). 2. If you choose "Partial Conversion" then Column BA (AMOUNT) only will be converted based on selected currency (Column L) and Column BB (TAXES) value (INR) will be added to the converted values.
Note on K184: gepadmin: 1. If you choose "Full Conversion" then Column BA (AMOUNT) and Column BB (TAXES) BOTH values will be convert based on selected Currency in (Column L). 2. If you choose "Partial Conversion" then Column BA (AMOUNT) only will be converted based on selected currency (Column L) and Column BB (TAXES) value (INR) will be added to the converted values.
Note on K185: gepadmin: 1. If you choose "Full Conversion" then Column BA (AMOUNT) and Column BB (TAXES) BOTH values will be convert based on selected Currency in (Column L). 2. If you choose "Partial Conversion" then Column BA (AMOUNT) only will be converted based on selected currency (Column L) and Column BB (TAXES) value (INR) will be added to the converted values.
Note on K186: gepadmin: 1. If you choose "Full Conversion" then Column BA (AMOUNT) and Column BB (TAXES) BOTH values will be convert based on selected Currency in (Column L). 2. If you choose "Partial Conversion" then Column BA (AMOUNT) only will be converted based on selected currency (Column L) and Column BB (TAXES) value (INR) will be added to the converted values.
Note on K188: gepadmin: 1. If you choose "Full Conversion" then Column BA (AMOUNT) and Column BB (TAXES) BOTH values will be convert based on selected Currency in (Column L). 2. If you choose "Partial Conversion" then Column BA (AMOUNT) only will be converted based on selected currency (Column L) and Column BB (TAXES) value (INR) will be added to the converted values.
Note on K190: gepadmin: 1. If you choose "Full Conversion" then Column BA (AMOUNT) and Column BB (TAXES) BOTH values will be convert based on selected Currency in (Column L). 2. If you choose "Partial Conversion" then Column BA (AMOUNT) only will be converted based on selected currency (Column L) and Column BB (TAXES) value (INR) will be added to the converted values.
Note on K192: gepadmin: 1. If you choose "Full Conversion" then Column BA (AMOUNT) and Column BB (TAXES) BOTH values will be convert based on selected Currency in (Column L). 2. If you choose "Partial Conversion" then Column BA (AMOUNT) only will be converted based on selected currency (Column L) and Column BB (TAXES) value (INR) will be added to the converted values.
Note on K194: gepadmin: 1. If you choose "Full Conversion" then Column BA (AMOUNT) and Column BB (TAXES) BOTH values will be convert based on selected Currency in (Column L). 2. If you choose "Partial Conversion" then Column BA (AMOUNT) only will be converted based on selected currency (Column L) and Column BB (TAXES) value (INR) will be added to the converted values.
Note on K195: gepadmin: 1. If you choose "Full Conversion" then Column BA (AMOUNT) and Column BB (TAXES) BOTH values will be convert based on selected Currency in (Column L). 2. If you choose "Partial Conversion" then Column BA (AMOUNT) only will be converted based on selected currency (Column L) and Column BB (TAXES) value (INR) will be added to the converted values.
Note on K196: gepadmin: 1. If you choose "Full Conversion" then Column BA (AMOUNT) and Column BB (TAXES) BOTH values will be convert based on selected Currency in (Column L). 2. If you choose "Partial Conversion" then Column BA (AMOUNT) only will be converted based on selected currency (Column L) and Column BB (TAXES) value (INR) will be added to the converted values.
Note on K198: gepadmin: 1. If you choose "Full Conversion" then Column BA (AMOUNT) and Column BB (TAXES) BOTH values will be convert based on selected Currency in (Column L). 2. If you choose "Partial Conversion" then Column BA (AMOUNT) only will be converted based on selected currency (Column L) and Column BB (TAXES) value (INR) will be added to the converted values.
Note on K201: gepadmin: 1. If you choose "Full Conversion" then Column BA (AMOUNT) and Column BB (TAXES) BOTH values will be convert based on selected Currency in (Column L). 2. If you choose "Partial Conversion" then Column BA (AMOUNT) only will be converted based on selected currency (Column L) and Column BB (TAXES) value (INR) will be added to the converted values.
Note on K202: gepadmin: 1. If you choose "Full Conversion" then Column BA (AMOUNT) and Column BB (TAXES) BOTH values will be convert based on selected Currency in (Column L). 2. If you choose "Partial Conversion" then Column BA (AMOUNT) only will be converted based on selected currency (Column L) and Column BB (TAXES) value (INR) will be added to the converted values.
Note on K205: gepadmin: 1. If you choose "Full Conversion" then Column BA (AMOUNT) and Column BB (TAXES) BOTH values will be convert based on selected Currency in (Column L). 2. If you choose "Partial Conversion" then Column BA (AMOUNT) only will be converted based on selected currency (Column L) and Column BB (TAXES) value (INR) will be added to the converted values.
Note on K207: gepadmin: 1. If you choose "Full Conversion" then Column BA (AMOUNT) and Column BB (TAXES) BOTH values will be convert based on selected Currency in (Column L). 2. If you choose "Partial Conversion" then Column BA (AMOUNT) only will be converted based on selected currency (Column L) and Column BB (TAXES) value (INR) will be added to the converted values.
Note on K209: gepadmin: 1. If you choose "Full Conversion" then Column BA (AMOUNT) and Column BB (TAXES) BOTH values will be convert based on selected Currency in (Column L). 2. If you choose "Partial Conversion" then Column BA (AMOUNT) only will be converted based on selected currency (Column L) and Column BB (TAXES) value (INR) will be added to the converted values.
Note on K210: gepadmin: 1. If you choose "Full Conversion" then Column BA (AMOUNT) and Column BB (TAXES) BOTH values will be convert based on selected Currency in (Column L). 2. If you choose "Partial Conversion" then Column BA (AMOUNT) only will be converted based on selected currency (Column L) and Column BB (TAXES) value (INR) will be added to the converted values.
Note on K212: gepadmin: 1. If you choose "Full Conversion" then Column BA (AMOUNT) and Column BB (TAXES) BOTH values will be convert based on selected Currency in (Column L). 2. If you choose "Partial Conversion" then Column BA (AMOUNT) only will be converted based on selected currency (Column L) and Column BB (TAXES) value (INR) will be added to the converted values.
Note on K213: gepadmin: 1. If you choose "Full Conversion" then Column BA (AMOUNT) and Column BB (TAXES) BOTH values will be convert based on selected Currency in (Column L). 2. If you choose "Partial Conversion" then Column BA (AMOUNT) only will be converted based on selected currency (Column L) and Column BB (TAXES) value (INR) will be added to the converted values.
Note on K214: gepadmin: 1. If you choose "Full Conversion" then Column BA (AMOUNT) and Column BB (TAXES) BOTH values will be convert based on selected Currency in (Column L). 2. If you choose "Partial Conversion" then Column BA (AMOUNT) only will be converted based on selected currency (Column L) and Column BB (TAXES) value (INR) will be added to the converted values.
Note on K216: gepadmin: 1. If you choose "Full Conversion" then Column BA (AMOUNT) and Column BB (TAXES) BOTH values will be convert based on selected Currency in (Column L). 2. If you choose "Partial Conversion" then Column BA (AMOUNT) only will be converted based on selected currency (Column L) and Column BB (TAXES) value (INR) will be added to the converted values.
Note on K217: gepadmin: 1. If you choose "Full Conversion" then Column BA (AMOUNT) and Column BB (TAXES) BOTH values will be convert based on selected Currency in (Column L). 2. If you choose "Partial Conversion" then Column BA (AMOUNT) only will be converted based on selected currency (Column L) and Column BB (TAXES) value (INR) will be added to the converted values.
Note on K220: gepadmin: 1. If you choose "Full Conversion" then Column BA (AMOUNT) and Column BB (TAXES) BOTH values will be convert based on selected Currency in (Column L). 2. If you choose "Partial Conversion" then Column BA (AMOUNT) only will be converted based on selected currency (Column L) and Column BB (TAXES) value (INR) will be added to the converted values.
Note on K221: gepadmin: 1. If you choose "Full Conversion" then Column BA (AMOUNT) and Column BB (TAXES) BOTH values will be convert based on selected Currency in (Column L). 2. If you choose "Partial Conversion" then Column BA (AMOUNT) only will be converted based on selected currency (Column L) and Column BB (TAXES) value (INR) will be added to the converted values.
Note on K223: gepadmin: 1. If you choose "Full Conversion" then Column BA (AMOUNT) and Column BB (TAXES) BOTH values will be convert based on selected Currency in (Column L). 2. If you choose "Partial Conversion" then Column BA (AMOUNT) only will be converted based on selected currency (Column L) and Column BB (TAXES) value (INR) will be added to the converted values.
Note on K224: gepadmin: 1. If you choose "Full Conversion" then Column BA (AMOUNT) and Column BB (TAXES) BOTH values will be convert based on selected Currency in (Column L). 2. If you choose "Partial Conversion" then Column BA (AMOUNT) only will be converted based on selected currency (Column L) and Column BB (TAXES) value (INR) will be added to the converted values.
Note on K227: gepadmin: 1. If you choose "Full Conversion" then Column BA (AMOUNT) and Column BB (TAXES) BOTH values will be convert based on selected Currency in (Column L). 2. If you choose "Partial Conversion" then Column BA (AMOUNT) only will be converted based on selected currency (Column L) and Column BB (TAXES) value (INR) will be added to the converted values.
Note on K228: gepadmin: 1. If you choose "Full Conversion" then Column BA (AMOUNT) and Column BB (TAXES) BOTH values will be convert based on selected Currency in (Column L). 2. If you choose "Partial Conversion" then Column BA (AMOUNT) only will be converted based on selected currency (Column L) and Column BB (TAXES) value (INR) will be added to the converted values.
Note on K231: gepadmin: 1. If you choose "Full Conversion" then Column BA (AMOUNT) and Column BB (TAXES) BOTH values will be convert based on selected Currency in (Column L). 2. If you choose "Partial Conversion" then Column BA (AMOUNT) only will be converted based on selected currency (Column L) and Column BB (TAXES) value (INR) will be added to the converted values.
Note on K232: gepadmin: 1. If you choose "Full Conversion" then Column BA (AMOUNT) and Column BB (TAXES) BOTH values will be convert based on selected Currency in (Column L). 2. If you choose "Partial Conversion" then Column BA (AMOUNT) only will be converted based on selected currency (Column L) and Column BB (TAXES) value (INR) will be added to the converted values.
Note on K235: gepadmin: 1. If you choose "Full Conversion" then Column BA (AMOUNT) and Column BB (TAXES) BOTH values will be convert based on selected Currency in (Column L). 2. If you choose "Partial Conversion" then Column BA (AMOUNT) only will be converted based on selected currency (Column L) and Column BB (TAXES) value (INR) will be added to the converted values.
Note on K238: gepadmin: 1. If you choose "Full Conversion" then Column BA (AMOUNT) and Column BB (TAXES) BOTH values will be convert based on selected Currency in (Column L). 2. If you choose "Partial Conversion" then Column BA (AMOUNT) only will be converted based on selected currency (Column L) and Column BB (TAXES) value (INR) will be added to the converted values.
Note on K239: gepadmin: 1. If you choose "Full Conversion" then Column BA (AMOUNT) and Column BB (TAXES) BOTH values will be convert based on selected Currency in (Column L). 2. If you choose "Partial Conversion" then Column BA (AMOUNT) only will be converted based on selected currency (Column L) and Column BB (TAXES) value (INR) will be added to the converted values.
Note on K241: gepadmin: 1. If you choose "Full Conversion" then Column BA (AMOUNT) and Column BB (TAXES) BOTH values will be convert based on selected Currency in (Column L). 2. If you choose "Partial Conversion" then Column BA (AMOUNT) only will be converted based on selected currency (Column L) and Column BB (TAXES) value (INR) will be added to the converted values.
Note on K242: gepadmin: 1. If you choose "Full Conversion" then Column BA (AMOUNT) and Column BB (TAXES) BOTH values will be convert based on selected Currency in (Column L). 2. If you choose "Partial Conversion" then Column BA (AMOUNT) only will be converted based on selected currency (Column L) and Column BB (TAXES) value (INR) will be added to the converted values.
Note on K244: gepadmin: 1. If you choose "Full Conversion" then Column BA (AMOUNT) and Column BB (TAXES) BOTH values will be convert based on selected Currency in (Column L). 2. If you choose "Partial Conversion" then Column BA (AMOUNT) only will be converted based on selected currency (Column L) and Column BB (TAXES) value (INR) will be added to the converted values.
Note on K245: gepadmin: 1. If you choose "Full Conversion" then Column BA (AMOUNT) and Column BB (TAXES) BOTH values will be convert based on selected Currency in (Column L). 2. If you choose "Partial Conversion" then Column BA (AMOUNT) only will be converted based on selected currency (Column L) and Column BB (TAXES) value (INR) will be added to the converted values.
Note on K248: gepadmin: 1. If you choose "Full Conversion" then Column BA (AMOUNT) and Column BB (TAXES) BOTH values will be convert based on selected Currency in (Column L). 2. If you choose "Partial Conversion" then Column BA (AMOUNT) only will be converted based on selected currency (Column L) and Column BB (TAXES) value (INR) will be added to the converted values.
Note on K249: gepadmin: 1. If you choose "Full Conversion" then Column BA (AMOUNT) and Column BB (TAXES) BOTH values will be convert based on selected Currency in (Column L). 2. If you choose "Partial Conversion" then Column BA (AMOUNT) only will be converted based on selected currency (Column L) and Column BB (TAXES) value (INR) will be added to the converted values.
Note on K251: gepadmin: 1. If you choose "Full Conversion" then Column BA (AMOUNT) and Column BB (TAXES) BOTH values will be convert based on selected Currency in (Column L). 2. If you choose "Partial Conversion" then Column BA (AMOUNT) only will be converted based on selected currency (Column L) and Column BB (TAXES) value (INR) will be added to the converted values.
Note on K254: gepadmin: 1. If you choose "Full Conversion" then Column BA (AMOUNT) and Column BB (TAXES) BOTH values will be convert based on selected Currency in (Column L). 2. If you choose "Partial Conversion" then Column BA (AMOUNT) only will be converted based on selected currency (Column L) and Column BB (TAXES) value (INR) will be added to the converted values.
Note on K255: gepadmin: 1. If you choose "Full Conversion" then Column BA (AMOUNT) and Column BB (TAXES) BOTH values will be convert based on selected Currency in (Column L). 2. If you choose "Partial Conversion" then Column BA (AMOUNT) only will be converted based on selected currency (Column L) and Column BB (TAXES) value (INR) will be added to the converted values.
Note on K256: gepadmin: 1. If you choose "Full Conversion" then Column BA (AMOUNT) and Column BB (TAXES) BOTH values will be convert based on selected Currency in (Column L). 2. If you choose "Partial Conversion" then Column BA (AMOUNT) only will be converted based on selected currency (Column L) and Column BB (TAXES) value (INR) will be added to the converted values.
Note on K258: gepadmin: 1. If you choose "Full Conversion" then Column BA (AMOUNT) and Column BB (TAXES) BOTH values will be convert based on selected Currency in (Column L). 2. If you choose "Partial Conversion" then Column BA (AMOUNT) only will be converted based on selected currency (Column L) and Column BB (TAXES) value (INR) will be added to the converted values.
Note on K260: gepadmin: 1. If you choose "Full Conversion" then Column BA (AMOUNT) and Column BB (TAXES) BOTH values will be convert based on selected Currency in (Column L). 2. If you choose "Partial Conversion" then Column BA (AMOUNT) only will be converted based on selected currency (Column L) and Column BB (TAXES) value (INR) will be added to the converted values.
Note on K261: gepadmin: 1. If you choose "Full Conversion" then Column BA (AMOUNT) and Column BB (TAXES) BOTH values will be convert based on selected Currency in (Column L). 2. If you choose "Partial Conversion" then Column BA (AMOUNT) only will be converted based on selected currency (Column L) and Column BB (TAXES) value (INR) will be added to the converted values.
Note on K262: gepadmin: 1. If you choose "Full Conversion" then Column BA (AMOUNT) and Column BB (TAXES) BOTH values will be convert based on selected Currency in (Column L). 2. If you choose "Partial Conversion" then Column BA (AMOUNT) only will be converted based on selected currency (Column L) and Column BB (TAXES) value (INR) will be added to the converted values.
Note on K264: gepadmin: 1. If you choose "Full Conversion" then Column BA (AMOUNT) and Column BB (TAXES) BOTH values will be convert based on selected Currency in (Column L). 2. If you choose "Partial Conversion" then Column BA (AMOUNT) only will be converted based on selected currency (Column L) and Column BB (TAXES) value (INR) will be added to the converted values.
Note on K265: gepadmin: 1. If you choose "Full Conversion" then Column BA (AMOUNT) and Column BB (TAXES) BOTH values will be convert based on selected Currency in (Column L). 2. If you choose "Partial Conversion" then Column BA (AMOUNT) only will be converted based on selected currency (Column L) and Column BB (TAXES) value (INR) will be added to the converted values.
Note on K267: gepadmin: 1. If you choose "Full Conversion" then Column BA (AMOUNT) and Column BB (TAXES) BOTH values will be convert based on selected Currency in (Column L). 2. If you choose "Partial Conversion" then Column BA (AMOUNT) only will be converted based on selected currency (Column L) and Column BB (TAXES) value (INR) will be added to the converted values.
Note on K268: gepadmin: 1. If you choose "Full Conversion" then Column BA (AMOUNT) and Column BB (TAXES) BOTH values will be convert based on selected Currency in (Column L). 2. If you choose "Partial Conversion" then Column BA (AMOUNT) only will be converted based on selected currency (Column L) and Column BB (TAXES) value (INR) will be added to the converted values.
Note on K269: gepadmin: 1. If you choose "Full Conversion" then Column BA (AMOUNT) and Column BB (TAXES) BOTH values will be convert based on selected Currency in (Column L). 2. If you choose "Partial Conversion" then Column BA (AMOUNT) only will be converted based on selected currency (Column L) and Column BB (TAXES) value (INR) will be added to the converted values.
Note on K271: gepadmin: 1. If you choose "Full Conversion" then Column BA (AMOUNT) and Column BB (TAXES) BOTH values will be convert based on selected Currency in (Column L). 2. If you choose "Partial Conversion" then Column BA (AMOUNT) only will be converted based on selected currency (Column L) and Column BB (TAXES) value (INR) will be added to the converted values.
Note on K273: gepadmin: 1. If you choose "Full Conversion" then Column BA (AMOUNT) and Column BB (TAXES) BOTH values will be convert based on selected Currency in (Column L). 2. If you choose "Partial Conversion" then Column BA (AMOUNT) only will be converted based on selected currency (Column L) and Column BB (TAXES) value (INR) will be added to the converted values.
Note on K274: gepadmin: 1. If you choose "Full Conversion" then Column BA (AMOUNT) and Column BB (TAXES) BOTH values will be convert based on selected Currency in (Column L). 2. If you choose "Partial Conversion" then Column BA (AMOUNT) only will be converted based on selected currency (Column L) and Column BB (TAXES) value (INR) will be added to the converted values.
Note on K276: gepadmin: 1. If you choose "Full Conversion" then Column BA (AMOUNT) and Column BB (TAXES) BOTH values will be convert based on selected Currency in (Column L). 2. If you choose "Partial Conversion" then Column BA (AMOUNT) only will be converted based on selected currency (Column L) and Column BB (TAXES) value (INR) will be added to the converted values.
Note on K278: gepadmin: 1. If you choose "Full Conversion" then Column BA (AMOUNT) and Column BB (TAXES) BOTH values will be convert based on selected Currency in (Column L). 2. If you choose "Partial Conversion" then Column BA (AMOUNT) only will be converted based on selected currency (Column L) and Column BB (TAXES) value (INR) will be added to the converted values.
Note on K279: gepadmin: 1. If you choose "Full Conversion" then Column BA (AMOUNT) and Column BB (TAXES) BOTH values will be convert based on selected Currency in (Column L). 2. If you choose "Partial Conversion" then Column BA (AMOUNT) only will be converted based on selected currency (Column L) and Column BB (TAXES) value (INR) will be added to the converted values.
Note on K282: gepadmin: 1. If you choose "Full Conversion" then Column BA (AMOUNT) and Column BB (TAXES) BOTH values will be convert based on selected Currency in (Column L). 2. If you choose "Partial Conversion" then Column BA (AMOUNT) only will be converted based on selected currency (Column L) and Column BB (TAXES) value (INR) will be added to the converted values.
Note on K284: gepadmin: 1. If you choose "Full Conversion" then Column BA (AMOUNT) and Column BB (TAXES) BOTH values will be convert based on selected Currency in (Column L). 2. If you choose "Partial Conversion" then Column BA (AMOUNT) only will be converted based on selected currency (Column L) and Column BB (TAXES) value (INR) will be added to the converted values.
Note on K286: gepadmin: 1. If you choose "Full Conversion" then Column BA (AMOUNT) and Column BB (TAXES) BOTH values will be convert based on selected Currency in (Column L). 2. If you choose "Partial Conversion" then Column BA (AMOUNT) only will be converted based on selected currency (Column L) and Column BB (TAXES) value (INR) will be added to the converted values.
Note on K287: gepadmin: 1. If you choose "Full Conversion" then Column BA (AMOUNT) and Column BB (TAXES) BOTH values will be convert based on selected Currency in (Column L). 2. If you choose "Partial Conversion" then Column BA (AMOUNT) only will be converted based on selected currency (Column L) and Column BB (TAXES) value (INR) will be added to the converted values.
Note on K288: gepadmin: 1. If you choose "Full Conversion" then Column BA (AMOUNT) and Column BB (TAXES) BOTH values will be convert based on selected Currency in (Column L). 2. If you choose "Partial Conversion" then Column BA (AMOUNT) only will be converted based on selected currency (Column L) and Column BB (TAXES) value (INR) will be added to the converted values.
Note on K290: gepadmin: 1. If you choose "Full Conversion" then Column BA (AMOUNT) and Column BB (TAXES) BOTH values will be convert based on selected Currency in (Column L). 2. If you choose "Partial Conversion" then Column BA (AMOUNT) only will be converted based on selected currency (Column L) and Column BB (TAXES) value (INR) will be added to the converted values.
Note on K291: gepadmin: 1. If you choose "Full Conversion" then Column BA (AMOUNT) and Column BB (TAXES) BOTH values will be convert based on selected Currency in (Column L). 2. If you choose "Partial Conversion" then Column BA (AMOUNT) only will be converted based on selected currency (Column L) and Column BB (TAXES) value (INR) will be added to the converted values.
Note on K293: gepadmin: 1. If you choose "Full Conversion" then Column BA (AMOUNT) and Column BB (TAXES) BOTH values will be convert based on selected Currency in (Column L). 2. If you choose "Partial Conversion" then Column BA (AMOUNT) only will be converted based on selected currency (Column L) and Column BB (TAXES) value (INR) will be added to the converted values.
Note on K295: gepadmin: 1. If you choose "Full Conversion" then Column BA (AMOUNT) and Column BB (TAXES) BOTH values will be convert based on selected Currency in (Column L). 2. If you choose "Partial Conversion" then Column BA (AMOUNT) only will be converted based on selected currency (Column L) and Column BB (TAXES) value (INR) will be added to the converted values.
Note on K297: gepadmin: 1. If you choose "Full Conversion" then Column BA (AMOUNT) and Column BB (TAXES) BOTH values will be convert based on selected Currency in (Column L). 2. If you choose "Partial Conversion" then Column BA (AMOUNT) only will be converted based on selected currency (Column L) and Column BB (TAXES) value (INR) will be added to the converted values.
Note on K299: gepadmin: 1. If you choose "Full Conversion" then Column BA (AMOUNT) and Column BB (TAXES) BOTH values will be convert based on selected Currency in (Column L). 2. If you choose "Partial Conversion" then Column BA (AMOUNT) only will be converted based on selected currency (Column L) and Column BB (TAXES) value (INR) will be added to the converted values.
Note on K300: gepadmin: 1. If you choose "Full Conversion" then Column BA (AMOUNT) and Column BB (TAXES) BOTH values will be convert based on selected Currency in (Column L). 2. If you choose "Partial Conversion" then Column BA (AMOUNT) only will be converted based on selected currency (Column L) and Column BB (TAXES) value (INR) will be added to the converted values.
Note on K302: gepadmin: 1. If you choose "Full Conversion" then Column BA (AMOUNT) and Column BB (TAXES) BOTH values will be convert based on selected Currency in (Column L). 2. If you choose "Partial Conversion" then Column BA (AMOUNT) only will be converted based on selected currency (Column L) and Column BB (TAXES) value (INR) will be added to the converted values.
Note on K303: gepadmin: 1. If you choose "Full Conversion" then Column BA (AMOUNT) and Column BB (TAXES) BOTH values will be convert based on selected Currency in (Column L). 2. If you choose "Partial Conversion" then Column BA (AMOUNT) only will be converted based on selected currency (Column L) and Column BB (TAXES) value (INR) will be added to the converted values.
Note on K307: gepadmin: 1. If you choose "Full Conversion" then Column BA (AMOUNT) and Column BB (TAXES) BOTH values will be convert based on selected Currency in (Column L). 2. If you choose "Partial Conversion" then Column BA (AMOUNT) only will be converted based on selected currency (Column L) and Column BB (TAXES) value (INR) will be added to the converted values.
Note on K309: gepadmin: 1. If you choose "Full Conversion" then Column BA (AMOUNT) and Column BB (TAXES) BOTH values will be convert based on selected Currency in (Column L). 2. If you choose "Partial Conversion" then Column BA (AMOUNT) only will be converted based on selected currency (Column L) and Column BB (TAXES) value (INR) will be added to the converted values.
Note on K313: gepadmin: 1. If you choose "Full Conversion" then Column BA (AMOUNT) and Column BB (TAXES) BOTH values will be convert based on selected Currency in (Column L). 2. If you choose "Partial Conversion" then Column BA (AMOUNT) only will be converted based on selected currency (Column L) and Column BB (TAXES) value (INR) will be added to the converted values.
Note on K315: gepadmin: 1. If you choose "Full Conversion" then Column BA (AMOUNT) and Column BB (TAXES) BOTH values will be convert based on selected Currency in (Column L). 2. If you choose "Partial Conversion" then Column BA (AMOUNT) only will be converted based on selected currency (Column L) and Column BB (TAXES) value (INR) will be added to the converted values.
Note on K317: gepadmin: 1. If you choose "Full Conversion" then Column BA (AMOUNT) and Column BB (TAXES) BOTH values will be convert based on selected Currency in (Column L). 2. If you choose "Partial Conversion" then Column BA (AMOUNT) only will be converted based on selected currency (Column L) and Column BB (TAXES) value (INR) will be added to the converted values.
Note on K319: gepadmin: 1. If you choose "Full Conversion" then Column BA (AMOUNT) and Column BB (TAXES) BOTH values will be convert based on selected Currency in (Column L). 2. If you choose "Partial Conversion" then Column BA (AMOUNT) only will be converted based on selected currency (Column L) and Column BB (TAXES) value (INR) will be added to the converted values.
Note on K321: gepadmin: 1. If you choose "Full Conversion" then Column BA (AMOUNT) and Column BB (TAXES) BOTH values will be convert based on selected Currency in (Column L). 2. If you choose "Partial Conversion" then Column BA (AMOUNT) only will be converted based on selected currency (Column L) and Column BB (TAXES) value (INR) will be added to the converted values.
Note on K323: gepadmin: 1. If you choose "Full Conversion" then Column BA (AMOUNT) and Column BB (TAXES) BOTH values will be convert based on selected Currency in (Column L). 2. If you choose "Partial Conversion" then Column BA (AMOUNT) only will be converted based on selected currency (Column L) and Column BB (TAXES) value (INR) will be added to the converted values.
Note on K325: gepadmin: 1. If you choose "Full Conversion" then Column BA (AMOUNT) and Column BB (TAXES) BOTH values will be convert based on selected Currency in (Column L). 2. If you choose "Partial Conversion" then Column BA (AMOUNT) only will be converted based on selected currency (Column L) and Column BB (TAXES) value (INR) will be added to the converted values.
Note on K329: gepadmin: 1. If you choose "Full Conversion" then Column BA (AMOUNT) and Column BB (TAXES) BOTH values will be convert based on selected Currency in (Column L). 2. If you choose "Partial Conversion" then Column BA (AMOUNT) only will be converted based on selected currency (Column L) and Column BB (TAXES) value (INR) will be added to the converted values.
Note on K332: gepadmin: 1. If you choose "Full Conversion" then Column BA (AMOUNT) and Column BB (TAXES) BOTH values will be convert based on selected Currency in (Column L). 2. If you choose "Partial Conversion" then Column BA (AMOUNT) only will be converted based on selected currency (Column L) and Column BB (TAXES) value (INR) will be added to the converted values.
Note on K333: gepadmin: 1. If you choose "Full Conversion" then Column BA (AMOUNT) and Column BB (TAXES) BOTH values will be convert based on selected Currency in (Column L). 2. If you choose "Partial Conversion" then Column BA (AMOUNT) only will be converted based on selected currency (Column L) and Column BB (TAXES) value (INR) will be added to the converted values.
Note on K335: gepadmin: 1. If you choose "Full Conversion" then Column BA (AMOUNT) and Column BB (TAXES) BOTH values will be convert based on selected Currency in (Column L). 2. If you choose "Partial Conversion" then Column BA (AMOUNT) only will be converted based on selected currency (Column L) and Column BB (TAXES) value (INR) will be added to the converted values.
Note on K337: gepadmin: 1. If you choose "Full Conversion" then Column BA (AMOUNT) and Column BB (TAXES) BOTH values will be convert based on selected Currency in (Column L). 2. If you choose "Partial Conversion" then Column BA (AMOUNT) only will be converted based on selected currency (Column L) and Column BB (TAXES) value (INR) will be added to the converted values.
Note on K339: gepadmin: 1. If you choose "Full Conversion" then Column BA (AMOUNT) and Column BB (TAXES) BOTH values will be convert based on selected Currency in (Column L). 2. If you choose "Partial Conversion" then Column BA (AMOUNT) only will be converted based on selected currency (Column L) and Column BB (TAXES) value (INR) will be added to the converted values.
Note on K341: gepadmin: 1. If you choose "Full Conversion" then Column BA (AMOUNT) and Column BB (TAXES) BOTH values will be convert based on selected Currency in (Column L). 2. If you choose "Partial Conversion" then Column BA (AMOUNT) only will be converted based on selected currency (Column L) and Column BB (TAXES) value (INR) will be added to the converted values.
Note on K342: gepadmin: 1. If you choose "Full Conversion" then Column BA (AMOUNT) and Column BB (TAXES) BOTH values will be convert based on selected Currency in (Column L). 2. If you choose "Partial Conversion" then Column BA (AMOUNT) only will be converted based on selected currency (Column L) and Column BB (TAXES) value (INR) will be added to the converted values.
Note on K343: gepadmin: 1. If you choose "Full Conversion" then Column BA (AMOUNT) and Column BB (TAXES) BOTH values will be convert based on selected Currency in (Column L). 2. If you choose "Partial Conversion" then Column BA (AMOUNT) only will be converted based on selected currency (Column L) and Column BB (TAXES) value (INR) will be added to the converted values.
Note on K369: gepadmin: 1. If you choose "Full Conversion" then Column BA (AMOUNT) and Column BB (TAXES) BOTH values will be convert based on selected Currency in (Column L). 2. If you choose "Partial Conversion" then Column BA (AMOUNT) only will be converted based on selected currency (Column L) and Column BB (TAXES) value (INR) will be added to the converted values.
Note on K371: gepadmin: 1. If you choose "Full Conversion" then Column BA (AMOUNT) and Column BB (TAXES) BOTH values will be convert based on selected Currency in (Column L). 2. If you choose "Partial Conversion" then Column BA (AMOUNT) only will be converted based on selected currency (Column L) and Column BB (TAXES) value (INR) will be added to the converted values.
Note on K372: gepadmin: 1. If you choose "Full Conversion" then Column BA (AMOUNT) and Column BB (TAXES) BOTH values will be convert based on selected Currency in (Column L). 2. If you choose "Partial Conversion" then Column BA (AMOUNT) only will be converted based on selected currency (Column L) and Column BB (TAXES) value (INR) will be added to the converted values.
Note on K373: gepadmin: 1. If you choose "Full Conversion" then Column BA (AMOUNT) and Column BB (TAXES) BOTH values will be convert based on selected Currency in (Column L). 2. If you choose "Partial Conversion" then Column BA (AMOUNT) only will be converted based on selected currency (Column L) and Column BB (TAXES) value (INR) will be added to the converted values.
Note on K374: gepadmin: 1. If you choose "Full Conversion" then Column BA (AMOUNT) and Column BB (TAXES) BOTH values will be convert based on selected Currency in (Column L). 2. If you choose "Partial Conversion" then Column BA (AMOUNT) only will be converted based on selected currency (Column L) and Column BB (TAXES) value (INR) will be added to the converted values.
Note on K375: gepadmin: 1. If you choose "Full Conversion" then Column BA (AMOUNT) and Column BB (TAXES) BOTH values will be convert based on selected Currency in (Column L). 2. If you choose "Partial Conversion" then Column BA (AMOUNT) only will be converted based on selected currency (Column L) and Column BB (TAXES) value (INR) will be added to the converted values.
Note on K377: gepadmin: 1. If you choose "Full Conversion" then Column BA (AMOUNT) and Column BB (TAXES) BOTH values will be convert based on selected Currency in (Column L). 2. If you choose "Partial Conversion" then Column BA (AMOUNT) only will be converted based on selected currency (Column L) and Column BB (TAXES) value (INR) will be added to the converted values.
Note on K379: gepadmin: 1. If you choose "Full Conversion" then Column BA (AMOUNT) and Column BB (TAXES) BOTH values will be convert based on selected Currency in (Column L). 2. If you choose "Partial Conversion" then Column BA (AMOUNT) only will be converted based on selected currency (Column L) and Column BB (TAXES) value (INR) will be added to the converted values.
Note on K380: gepadmin: 1. If you choose "Full Conversion" then Column BA (AMOUNT) and Column BB (TAXES) BOTH values will be convert based on selected Currency in (Column L). 2. If you choose "Partial Conversion" then Column BA (AMOUNT) only will be converted based on selected currency (Column L) and Column BB (TAXES) value (INR) will be added to the converted values.
Note on K382: gepadmin: 1. If you choose "Full Conversion" then Column BA (AMOUNT) and Column BB (TAXES) BOTH values will be convert based on selected Currency in (Column L). 2. If you choose "Partial Conversion" then Column BA (AMOUNT) only will be converted based on selected currency (Column L) and Column BB (TAXES) value (INR) will be added to the converted values.
Note on K383: gepadmin: 1. If you choose "Full Conversion" then Column BA (AMOUNT) and Column BB (TAXES) BOTH values will be convert based on selected Currency in (Column L). 2. If you choose "Partial Conversion" then Column BA (AMOUNT) only will be converted based on selected currency (Column L) and Column BB (TAXES) value (INR) will be added to the converted values.
Note on K384: gepadmin: 1. If you choose "Full Conversion" then Column BA (AMOUNT) and Column BB (TAXES) BOTH values will be convert based on selected Currency in (Column L). 2. If you choose "Partial Conversion" then Column BA (AMOUNT) only will be converted based on selected currency (Column L) and Column BB (TAXES) value (INR) will be added to the converted values.
Note on K385: gepadmin: 1. If you choose "Full Conversion" then Column BA (AMOUNT) and Column BB (TAXES) BOTH values will be convert based on selected Currency in (Column L). 2. If you choose "Partial Conversion" then Column BA (AMOUNT) only will be converted based on selected currency (Column L) and Column BB (TAXES) value (INR) will be added to the converted values.
Note on K386: gepadmin: 1. If you choose "Full Conversion" then Column BA (AMOUNT) and Column BB (TAXES) BOTH values will be convert based on selected Currency in (Column L). 2. If you choose "Partial Conversion" then Column BA (AMOUNT) only will be converted based on selected currency (Column L) and Column BB (TAXES) value (INR) will be added to the converted values.
Note on K387: gepadmin: 1. If you choose "Full Conversion" then Column BA (AMOUNT) and Column BB (TAXES) BOTH values will be convert based on selected Currency in (Column L). 2. If you choose "Partial Conversion" then Column BA (AMOUNT) only will be converted based on selected currency (Column L) and Column BB (TAXES) value (INR) will be added to the converted values.
Note on K389: gepadmin: 1. If you choose "Full Conversion" then Column BA (AMOUNT) and Column BB (TAXES) BOTH values will be convert based on selected Currency in (Column L). 2. If you choose "Partial Conversion" then Column BA (AMOUNT) only will be converted based on selected currency (Column L) and Column BB (TAXES) value (INR) will be added to the converted values.
Note on K390: gepadmin: 1. If you choose "Full Conversion" then Column BA (AMOUNT) and Column BB (TAXES) BOTH values will be convert based on selected Currency in (Column L). 2. If you choose "Partial Conversion" then Column BA (AMOUNT) only will be converted based on selected currency (Column L) and Column BB (TAXES) value (INR) will be added to the converted values.
Note on K391: gepadmin: 1. If you choose "Full Conversion" then Column BA (AMOUNT) and Column BB (TAXES) BOTH values will be convert based on selected Currency in (Column L). 2. If you choose "Partial Conversion" then Column BA (AMOUNT) only will be converted based on selected currency (Column L) and Column BB (TAXES) value (INR) will be added to the converted values.
Note on K392: gepadmin: 1. If you choose "Full Conversion" then Column BA (AMOUNT) and Column BB (TAXES) BOTH values will be convert based on selected Currency in (Column L). 2. If you choose "Partial Conversion" then Column BA (AMOUNT) only will be converted based on selected currency (Column L) and Column BB (TAXES) value (INR) will be added to the converted values.
Note on K393: gepadmin: 1. If you choose "Full Conversion" then Column BA (AMOUNT) and Column BB (TAXES) BOTH values will be convert based on selected Currency in (Column L). 2. If you choose "Partial Conversion" then Column BA (AMOUNT) only will be converted based on selected currency (Column L) and Column BB (TAXES) value (INR) will be added to the converted values.
Note on K394: gepadmin: 1. If you choose "Full Conversion" then Column BA (AMOUNT) and Column BB (TAXES) BOTH values will be convert based on selected Currency in (Column L). 2. If you choose "Partial Conversion" then Column BA (AMOUNT) only will be converted based on selected currency (Column L) and Column BB (TAXES) value (INR) will be added to the converted values.
Note on K396: gepadmin: 1. If you choose "Full Conversion" then Column BA (AMOUNT) and Column BB (TAXES) BOTH values will be convert based on selected Currency in (Column L). 2. If you choose "Partial Conversion" then Column BA (AMOUNT) only will be converted based on selected currency (Column L) and Column BB (TAXES) value (INR) will be added to the converted values.
Note on K397: gepadmin: 1. If you choose "Full Conversion" then Column BA (AMOUNT) and Column BB (TAXES) BOTH values will be convert based on selected Currency in (Column L). 2. If you choose "Partial Conversion" then Column BA (AMOUNT) only will be converted based on selected currency (Column L) and Column BB (TAXES) value (INR) will be added to the converted values.
Note on K398: gepadmin: 1. If you choose "Full Conversion" then Column BA (AMOUNT) and Column BB (TAXES) BOTH values will be convert based on selected Currency in (Column L). 2. If you choose "Partial Conversion" then Column BA (AMOUNT) only will be converted based on selected currency (Column L) and Column BB (TAXES) value (INR) will be added to the converted values.
Note on K399: gepadmin: 1. If you choose "Full Conversion" then Column BA (AMOUNT) and Column BB (TAXES) BOTH values will be convert based on selected Currency in (Column L). 2. If you choose "Partial Conversion" then Column BA (AMOUNT) only will be converted based on selected currency (Column L) and Column BB (TAXES) value (INR) will be added to the converted values.
Note on K400: gepadmin: 1. If you choose "Full Conversion" then Column BA (AMOUNT) and Column BB (TAXES) BOTH values will be convert based on selected Currency in (Column L). 2. If you choose "Partial Conversion" then Column BA (AMOUNT) only will be converted based on selected currency (Column L) and Column BB (TAXES) value (INR) will be added to the converted values.
Note on K401: gepadmin: 1. If you choose "Full Conversion" then Column BA (AMOUNT) and Column BB (TAXES) BOTH values will be convert based on selected Currency in (Column L). 2. If you choose "Partial Conversion" then Column BA (AMOUNT) only will be converted based on selected currency (Column L) and Column BB (TAXES) value (INR) will be added to the converted values.
Note on K402: gepadmin: 1. If you choose "Full Conversion" then Column BA (AMOUNT) and Column BB (TAXES) BOTH values will be convert based on selected Currency in (Column L). 2. If you choose "Partial Conversion" then Column BA (AMOUNT) only will be converted based on selected currency (Column L) and Column BB (TAXES) value (INR) will be added to the converted values.
Note on K403: gepadmin: 1. If you choose "Full Conversion" then Column BA (AMOUNT) and Column BB (TAXES) BOTH values will be convert based on selected Currency in (Column L). 2. If you choose "Partial Conversion" then Column BA (AMOUNT) only will be converted based on selected currency (Column L) and Column BB (TAXES) value (INR) will be added to the converted values.
Note on K405: gepadmin: 1. If you choose "Full Conversion" then Column BA (AMOUNT) and Column BB (TAXES) BOTH values will be convert based on selected Currency in (Column L). 2. If you choose "Partial Conversion" then Column BA (AMOUNT) only will be converted based on selected currency (Column L) and Column BB (TAXES) value (INR) will be added to the converted values.
Note on K406: gepadmin: 1. If you choose "Full Conversion" then Column BA (AMOUNT) and Column BB (TAXES) BOTH values will be convert based on selected Currency in (Column L). 2. If you choose "Partial Conversion" then Column BA (AMOUNT) only will be converted based on selected currency (Column L) and Column BB (TAXES) value (INR) will be added to the converted values.
Note on K407: gepadmin: 1. If you choose "Full Conversion" then Column BA (AMOUNT) and Column BB (TAXES) BOTH values will be convert based on selected Currency in (Column L). 2. If you choose "Partial Conversion" then Column BA (AMOUNT) only will be converted based on selected currency (Column L) and Column BB (TAXES) value (INR) will be added to the converted values.
Note on K408: gepadmin: 1. If you choose "Full Conversion" then Column BA (AMOUNT) and Column BB (TAXES) BOTH values will be convert based on selected Currency in (Column L). 2. If you choose "Partial Conversion" then Column BA (AMOUNT) only will be converted based on selected currency (Column L) and Column BB (TAXES) value (INR) will be added to the converted values.
Note on K409: gepadmin: 1. If you choose "Full Conversion" then Column BA (AMOUNT) and Column BB (TAXES) BOTH values will be convert based on selected Currency in (Column L). 2. If you choose "Partial Conversion" then Column BA (AMOUNT) only will be converted based on selected currency (Column L) and Column BB (TAXES) value (INR) will be added to the converted values.
Note on K410: gepadmin: 1. If you choose "Full Conversion" then Column BA (AMOUNT) and Column BB (TAXES) BOTH values will be convert based on selected Currency in (Column L). 2. If you choose "Partial Conversion" then Column BA (AMOUNT) only will be converted based on selected currency (Column L) and Column BB (TAXES) value (INR) will be added to the converted values.
Note on K411: gepadmin: 1. If you choose "Full Conversion" then Column BA (AMOUNT) and Column BB (TAXES) BOTH values will be convert based on selected Currency in (Column L). 2. If you choose "Partial Conversion" then Column BA (AMOUNT) only will be converted based on selected currency (Column L) and Column BB (TAXES) value (INR) will be added to the converted values.
Note on K412: gepadmin: 1. If you choose "Full Conversion" then Column BA (AMOUNT) and Column BB (TAXES) BOTH values will be convert based on selected Currency in (Column L). 2. If you choose "Partial Conversion" then Column BA (AMOUNT) only will be converted based on selected currency (Column L) and Column BB (TAXES) value (INR) will be added to the converted values.
Note on K413: gepadmin: 1. If you choose "Full Conversion" then Column BA (AMOUNT) and Column BB (TAXES) BOTH values will be convert based on selected Currency in (Column L). 2. If you choose "Partial Conversion" then Column BA (AMOUNT) only will be converted based on selected currency (Column L) and Column BB (TAXES) value (INR) will be added to the converted values.
Note on K414: gepadmin: 1. If you choose "Full Conversion" then Column BA (AMOUNT) and Column BB (TAXES) BOTH values will be convert based on selected Currency in (Column L). 2. If you choose "Partial Conversion" then Column BA (AMOUNT) only will be converted based on selected currency (Column L) and Column BB (TAXES) value (INR) will be added to the converted values.
Note on K415: gepadmin: 1. If you choose "Full Conversion" then Column BA (AMOUNT) and Column BB (TAXES) BOTH values will be convert based on selected Currency in (Column L). 2. If you choose "Partial Conversion" then Column BA (AMOUNT) only will be converted based on selected currency (Column L) and Column BB (TAXES) value (INR) will be added to the converted values.
Note on K416: gepadmin: 1. If you choose "Full Conversion" then Column BA (AMOUNT) and Column BB (TAXES) BOTH values will be convert based on selected Currency in (Column L). 2. If you choose "Partial Conversion" then Column BA (AMOUNT) only will be converted based on selected currency (Column L) and Column BB (TAXES) value (INR) will be added to the converted values.
Note on K418: gepadmin: 1. If you choose "Full Conversion" then Column BA (AMOUNT) and Column BB (TAXES) BOTH values will be convert based on selected Currency in (Column L). 2. If you choose "Partial Conversion" then Column BA (AMOUNT) only will be converted based on selected currency (Column L) and Column BB (TAXES) value (INR) will be added to the converted values.
Note on K420: gepadmin: 1. If you choose "Full Conversion" then Column BA (AMOUNT) and Column BB (TAXES) BOTH values will be convert based on selected Currency in (Column L). 2. If you choose "Partial Conversion" then Column BA (AMOUNT) only will be converted based on selected currency (Column L) and Column BB (TAXES) value (INR) will be added to the converted values.
Note on K422: gepadmin: 1. If you choose "Full Conversion" then Column BA (AMOUNT) and Column BB (TAXES) BOTH values will be convert based on selected Currency in (Column L). 2. If you choose "Partial Conversion" then Column BA (AMOUNT) only will be converted based on selected currency (Column L) and Column BB (TAXES) value (INR) will be added to the converted values.
Note on K423: gepadmin: 1. If you choose "Full Conversion" then Column BA (AMOUNT) and Column BB (TAXES) BOTH values will be convert based on selected Currency in (Column L). 2. If you choose "Partial Conversion" then Column BA (AMOUNT) only will be converted based on selected currency (Column L) and Column BB (TAXES) value (INR) will be added to the converted values.
Note on K424: gepadmin: 1. If you choose "Full Conversion" then Column BA (AMOUNT) and Column BB (TAXES) BOTH values will be convert based on selected Currency in (Column L). 2. If you choose "Partial Conversion" then Column BA (AMOUNT) only will be converted based on selected currency (Column L) and Column BB (TAXES) value (INR) will be added to the converted values.
Note on K425: gepadmin: 1. If you choose "Full Conversion" then Column BA (AMOUNT) and Column BB (TAXES) BOTH values will be convert based on selected Currency in (Column L). 2. If you choose "Partial Conversion" then Column BA (AMOUNT) only will be converted based on selected currency (Column L) and Column BB (TAXES) value (INR) will be added to the converted values.
Note on K427: gepadmin: 1. If you choose "Full Conversion" then Column BA (AMOUNT) and Column BB (TAXES) BOTH values will be convert based on selected Currency in (Column L). 2. If you choose "Partial Conversion" then Column BA (AMOUNT) only will be converted based on selected currency (Column L) and Column BB (TAXES) value (INR) will be added to the converted values.
Note on K428: gepadmin: 1. If you choose "Full Conversion" then Column BA (AMOUNT) and Column BB (TAXES) BOTH values will be convert based on selected Currency in (Column L). 2. If you choose "Partial Conversion" then Column BA (AMOUNT) only will be converted based on selected currency (Column L) and Column BB (TAXES) value (INR) will be added to the converted values.
Note on K430: gepadmin: 1. If you choose "Full Conversion" then Column BA (AMOUNT) and Column BB (TAXES) BOTH values will be convert based on selected Currency in (Column L). 2. If you choose "Partial Conversion" then Column BA (AMOUNT) only will be converted based on selected currency (Column L) and Column BB (TAXES) value (INR) will be added to the converted values.
Note on K431: gepadmin: 1. If you choose "Full Conversion" then Column BA (AMOUNT) and Column BB (TAXES) BOTH values will be convert based on selected Currency in (Column L). 2. If you choose "Partial Conversion" then Column BA (AMOUNT) only will be converted based on selected currency (Column L) and Column BB (TAXES) value (INR) will be added to the converted values.
Note on K432: gepadmin: 1. If you choose "Full Conversion" then Column BA (AMOUNT) and Column BB (TAXES) BOTH values will be convert based on selected Currency in (Column L). 2. If you choose "Partial Conversion" then Column BA (AMOUNT) only will be converted based on selected currency (Column L) and Column BB (TAXES) value (INR) will be added to the converted values.
Note on K433: gepadmin: 1. If you choose "Full Conversion" then Column BA (AMOUNT) and Column BB (TAXES) BOTH values will be convert based on selected Currency in (Column L). 2. If you choose "Partial Conversion" then Column BA (AMOUNT) only will be converted based on selected currency (Column L) and Column BB (TAXES) value (INR) will be added to the converted values.
Note on K435: gepadmin: 1. If you choose "Full Conversion" then Column BA (AMOUNT) and Column BB (TAXES) BOTH values will be convert based on selected Currency in (Column L). 2. If you choose "Partial Conversion" then Column BA (AMOUNT) only will be converted based on selected currency (Column L) and Column BB (TAXES) value (INR) will be added to the converted values.
Note on K436: gepadmin: 1. If you choose "Full Conversion" then Column BA (AMOUNT) and Column BB (TAXES) BOTH values will be convert based on selected Currency in (Column L). 2. If you choose "Partial Conversion" then Column BA (AMOUNT) only will be converted based on selected currency (Column L) and Column BB (TAXES) value (INR) will be added to the converted values.
Note on K437: gepadmin: 1. If you choose "Full Conversion" then Column BA (AMOUNT) and Column BB (TAXES) BOTH values will be convert based on selected Currency in (Column L). 2. If you choose "Partial Conversion" then Column BA (AMOUNT) only will be converted based on selected currency (Column L) and Column BB (TAXES) value (INR) will be added to the converted values.
Note on K438: gepadmin: 1. If you choose "Full Conversion" then Column BA (AMOUNT) and Column BB (TAXES) BOTH values will be convert based on selected Currency in (Column L). 2. If you choose "Partial Conversion" then Column BA (AMOUNT) only will be converted based on selected currency (Column L) and Column BB (TAXES) value (INR) will be added to the converted values.
Note on K439: gepadmin: 1. If you choose "Full Conversion" then Column BA (AMOUNT) and Column BB (TAXES) BOTH values will be convert based on selected Currency in (Column L). 2. If you choose "Partial Conversion" then Column BA (AMOUNT) only will be converted based on selected currency (Column L) and Column BB (TAXES) value (INR) will be added to the converted values.
Note on K440: gepadmin: 1. If you choose "Full Conversion" then Column BA (AMOUNT) and Column BB (TAXES) BOTH values will be convert based on selected Currency in (Column L). 2. If you choose "Partial Conversion" then Column BA (AMOUNT) only will be converted based on selected currency (Column L) and Column BB (TAXES) value (INR) will be added to the converted values.
Note on K442: gepadmin: 1. If you choose "Full Conversion" then Column BA (AMOUNT) and Column BB (TAXES) BOTH values will be convert based on selected Currency in (Column L). 2. If you choose "Partial Conversion" then Column BA (AMOUNT) only will be converted based on selected currency (Column L) and Column BB (TAXES) value (INR) will be added to the converted values.
Note on K444: gepadmin: 1. If you choose "Full Conversion" then Column BA (AMOUNT) and Column BB (TAXES) BOTH values will be convert based on selected Currency in (Column L). 2. If you choose "Partial Conversion" then Column BA (AMOUNT) only will be converted based on selected currency (Column L) and Column BB (TAXES) value (INR) will be added to the converted values.
Note on K445: gepadmin: 1. If you choose "Full Conversion" then Column BA (AMOUNT) and Column BB (TAXES) BOTH values will be convert based on selected Currency in (Column L). 2. If you choose "Partial Conversion" then Column BA (AMOUNT) only will be converted based on selected currency (Column L) and Column BB (TAXES) value (INR) will be added to the converted values.
Note on K446: gepadmin: 1. If you choose "Full Conversion" then Column BA (AMOUNT) and Column BB (TAXES) BOTH values will be convert based on selected Currency in (Column L). 2. If you choose "Partial Conversion" then Column BA (AMOUNT) only will be converted based on selected currency (Column L) and Column BB (TAXES) value (INR) will be added to the converted values.
Note on K448: gepadmin: 1. If you choose "Full Conversion" then Column BA (AMOUNT) and Column BB (TAXES) BOTH values will be convert based on selected Currency in (Column L). 2. If you choose "Partial Conversion" then Column BA (AMOUNT) only will be converted based on selected currency (Column L) and Column BB (TAXES) value (INR) will be added to the converted values.
Note on K449: gepadmin: 1. If you choose "Full Conversion" then Column BA (AMOUNT) and Column BB (TAXES) BOTH values will be convert based on selected Currency in (Column L). 2. If you choose "Partial Conversion" then Column BA (AMOUNT) only will be converted based on selected currency (Column L) and Column BB (TAXES) value (INR) will be added to the converted values.
Note on K450: gepadmin: 1. If you choose "Full Conversion" then Column BA (AMOUNT) and Column BB (TAXES) BOTH values will be convert based on selected Currency in (Column L). 2. If you choose "Partial Conversion" then Column BA (AMOUNT) only will be converted based on selected currency (Column L) and Column BB (TAXES) value (INR) will be added to the converted values.
Note on K451: gepadmin: 1. If you choose "Full Conversion" then Column BA (AMOUNT) and Column BB (TAXES) BOTH values will be convert based on selected Currency in (Column L). 2. If you choose "Partial Conversion" then Column BA (AMOUNT) only will be converted based on selected currency (Column L) and Column BB (TAXES) value (INR) will be added to the converted values.
Note on K452: gepadmin: 1. If you choose "Full Conversion" then Column BA (AMOUNT) and Column BB (TAXES) BOTH values will be convert based on selected Currency in (Column L). 2. If you choose "Partial Conversion" then Column BA (AMOUNT) only will be converted based on selected currency (Column L) and Column BB (TAXES) value (INR) will be added to the converted values.
Note on K453: gepadmin: 1. If you choose "Full Conversion" then Column BA (AMOUNT) and Column BB (TAXES) BOTH values will be convert based on selected Currency in (Column L). 2. If you choose "Partial Conversion" then Column BA (AMOUNT) only will be converted based on selected currency (Column L) and Column BB (TAXES) value (INR) will be added to the converted values.
Note on K454: gepadmin: 1. If you choose "Full Conversion" then Column BA (AMOUNT) and Column BB (TAXES) BOTH values will be convert based on selected Currency in (Column L). 2. If you choose "Partial Conversion" then Column BA (AMOUNT) only will be converted based on selected currency (Column L) and Column BB (TAXES) value (INR) will be added to the converted values.
Note on K455: gepadmin: 1. If you choose "Full Conversion" then Column BA (AMOUNT) and Column BB (TAXES) BOTH values will be convert based on selected Currency in (Column L). 2. If you choose "Partial Conversion" then Column BA (AMOUNT) only will be converted based on selected currency (Column L) and Column BB (TAXES) value (INR) will be added to the converted values.
Note on K456: gepadmin: 1. If you choose "Full Conversion" then Column BA (AMOUNT) and Column BB (TAXES) BOTH values will be convert based on selected Currency in (Column L). 2. If you choose "Partial Conversion" then Column BA (AMOUNT) only will be converted based on selected currency (Column L) and Column BB (TAXES) value (INR) will be added to the converted values.
Note on K457: gepadmin: 1. If you choose "Full Conversion" then Column BA (AMOUNT) and Column BB (TAXES) BOTH values will be convert based on selected Currency in (Column L). 2. If you choose "Partial Conversion" then Column BA (AMOUNT) only will be converted based on selected currency (Column L) and Column BB (TAXES) value (INR) will be added to the converted values.
Note on K458: gepadmin: 1. If you choose "Full Conversion" then Column BA (AMOUNT) and Column BB (TAXES) BOTH values will be convert based on selected Currency in (Column L). 2. If you choose "Partial Conversion" then Column BA (AMOUNT) only will be converted based on selected currency (Column L) and Column BB (TAXES) value (INR) will be added to the converted values.
Note on K460: gepadmin: 1. If you choose "Full Conversion" then Column BA (AMOUNT) and Column BB (TAXES) BOTH values will be convert based on selected Currency in (Column L). 2. If you choose "Partial Conversion" then Column BA (AMOUNT) only will be converted based on selected currency (Column L) and Column BB (TAXES) value (INR) will be added to the converted values.
Note on K461: gepadmin: 1. If you choose "Full Conversion" then Column BA (AMOUNT) and Column BB (TAXES) BOTH values will be convert based on selected Currency in (Column L). 2. If you choose "Partial Conversion" then Column BA (AMOUNT) only will be converted based on selected currency (Column L) and Column BB (TAXES) value (INR) will be added to the converted values.
Note on K462: gepadmin: 1. If you choose "Full Conversion" then Column BA (AMOUNT) and Column BB (TAXES) BOTH values will be convert based on selected Currency in (Column L). 2. If you choose "Partial Conversion" then Column BA (AMOUNT) only will be converted based on selected currency (Column L) and Column BB (TAXES) value (INR) will be added to the converted values.
Note on K463: gepadmin: 1. If you choose "Full Conversion" then Column BA (AMOUNT) and Column BB (TAXES) BOTH values will be convert based on selected Currency in (Column L). 2. If you choose "Partial Conversion" then Column BA (AMOUNT) only will be converted based on selected currency (Column L) and Column BB (TAXES) value (INR) will be added to the converted values.
Note on K110: gepadmin: 1. If you choose "Full Conversion" then Column BA (AMOUNT) and Column BB (TAXES) BOTH values will be convert based on selected Currency in (Column L). 2. If you choose "Partial Conversion" then Column BA (AMOUNT) only will be converted based on selected currency (Column L) and Column BB (TAXES) value (INR) will be added to the converted values.
Note on K197: gepadmin: 1. If you choose "Full Conversion" then Column BA (AMOUNT) and Column BB (TAXES) BOTH values will be convert based on selected Currency in (Column L). 2. If you choose "Partial Conversion" then Column BA (AMOUNT) only will be converted based on selected currency (Column L) and Column BB (TAXES) value (INR) will be added to the converted values.
Note on K326: gepadmin: 1. If you choose "Full Conversion" then Column BA (AMOUNT) and Column BB (TAXES) BOTH values will be convert based on selected Currency in (Column L). 2. If you choose "Partial Conversion" then Column BA (AMOUNT) only will be converted based on selected currency (Column L) and Column BB (TAXES) value (INR) will be added to the converted values.
Note on K328: gepadmin: 1. If you choose "Full Conversion" then Column BA (AMOUNT) and Column BB (TAXES) BOTH values will be convert based on selected Currency in (Column L). 2. If you choose "Partial Conversion" then Column BA (AMOUNT) only will be converted based on selected currency (Column L) and Column BB (TAXES) value (INR) will be added to the converted values.
Note on K364: gepadmin: 1. If you choose "Full Conversion" then Column BA (AMOUNT) and Column BB (TAXES) BOTH values will be convert based on selected Currency in (Column L). 2. If you choose "Partial Conversion" then Column BA (AMOUNT) only will be converted based on selected currency (Column L) and Column BB (TAXES) value (INR) will be added to the converted values.
Note on K365: gepadmin: 1. If you choose "Full Conversion" then Column BA (AMOUNT) and Column BB (TAXES) BOTH values will be convert based on selected Currency in (Column L). 2. If you choose "Partial Conversion" then Column BA (AMOUNT) only will be converted based on selected currency (Column L) and Column BB (TAXES) value (INR) will be added to the converted values.

## Macros
Please Enable Macros to View BoQ information