## BoQ1 (hidden)
Percentage BoQ
BoQ_Ver3.1 | Percentage | Normal | INR Only | INR
Select, At Par, Excess (+), Less (-) |  | IOCL
Tender Inviting Authority: Superintending Engineer, IWD, IIT, Kanpur
Name of Work: Carrying out minor maintenance works, Zone -Water supply and sewage disposal of entire campus
Contract No: 19/C/D3/2021-22
Name of the Bidder/ Bidding Firm / Company :
PRICE SCHEDULE (This BOQ template must not be modified/replaced by the bidder and the same should be uploaded after filling the relevant columns, else the bidder is liable to be rejected for this tender. Bidders are allowed to enter the Bidder Name and Values only )
NUMBER # | TEXT # | TEXT # | NUMBER # | TEXT # | NUMBER | NUMBER | TEXT | TEXT # | NUMBER # | TEXT# | TEXT # | NUMBER # | NUMBER | NUMBER | NUMBER | NUMBER | TEXT | TEXT | NUMBER | NUMBER | NUMBER | NUMBER | TEXT | TEXT | NUMBER | NUMBER | NUMBER | NUMBER | TEXT | TEXT | NUMBER | NUMBER | NUMBER | NUMBER | TEXT | TEXT | NUMBER | NUMBER | NUMBER | NUMBER | TEXT | TEXT | NUMBER | NUMBER | NUMBER # | NUMBER # | TEXT | TEXT | NUMBER # | NUMBER # | DATE | NUMBER # | NUMBER # | TEXT #
Sl. No. | Item Description | Item Code / Make | Quantity | Units | Estimated Rate in Rs. P |  |  | Addition / Deduction | Addition / Deduction Values | Currency Convertion against each Item | Quoted Currency in INR / Other Currency | BASIC RATE In Figures To be entered by the Bidder Rs. P | Excise Duty | VAT | Freight Charges ( Unloading & Stacking) | Any Other Taxes/Duties/Levies |  |  | Other Taxes 2 | IIIrd Party i.e DGS&D / RITES etc Inspection Charges @0.34%+Service Tax | Less for Cenvat Credit,if any respect of Supplies Under full Excise Duty Category | [30 empty] | TOTAL AMOUNT Without Taxes in Rs. P | TOTAL AMOUNT With Taxes | TOTAL AMOUNT In Words
1 | 2 | 3 | 4 | 5 | 6 | 7 | 8 | 9 | 10 | 11 | 12 | 13 | 14 | 15 | 16 | 17 | 18 | 19 | 20 | 21 | 22 | 23 | 24 | 25 | 26 | 27 | 28 | 29 | 30 | 31 | 32 | 33 | 34 | 35 | 36 | 37 | 38 | 39 | 40 | 41 | 42 | 43 | 44 | 45 | 46 | 47 | 48 | 49 | 50 | 51 | 52 | 7 | 54 | 8
1 | CARRIAGE OF MATERIALS | [53 empty] | 1 | CARRIAGE OF MATERIALS
1.01 | Carriage of material by Mechanical Transport including loading, unloading and stacking | [53 empty] | 1.01 | Carriage of material by Mechanical Transport including loading, unloading and stacking
1.02 | Lime, moorum, building rubbish Lead - 2 Km |  | 58 | cum | 78.21 |  |  | Excess(+) | 1 | Full Conversion | INR | [40 empty] | 4536.18 | 4536.18 | INR Four Thousand Five Hundred & Thirty Six and Paise Eighteen Only | 1.02 | Lime, moorum, building rubbish Lead - 2 Km | 58 | cum
1.03 | Earth Lead - 2 Km |  | 117 | cum | 131.02 |  |  | Excess(+) | 1 | Full Conversion | INR | [40 empty] | 15329.34 | 15329.34 | INR Fifteen Thousand Three Hundred & Twenty Nine and Paise Thirty Four Only | 1.03 | Earth Lead - 2 Km | 117 | cum
2 | EARTH WORK | [53 empty] | 2 | EARTH WORK
2.01 | Earth work in surface excavation not exceeding 30 cm in depth but exceeding 1.5 m in width as well as 10 sqm on plan including getting out and disposal of excavated earth upto 50 m and lift upto 1.5 m, as directed by Engineer-in-Charge: | [53 empty] | 2.01 | Earth work in surface excavation not exceeding 30 cm in depth but exceeding 1.5 m in width as well as 10 sqm on plan including getting out and disposal of excavated earth upto 50 m and lift upto 1.5 m, as directed by Engineer-in-Charge:
2.02 | All kinds of soil |  | 583 | sqm | 81.15 |  |  | Excess(+) | 1 | Full Conversion | INR | [40 empty] | 47310.45 | 47310.45 | INR Forty Seven Thousand Three Hundred & Ten and Paise Forty Five Only | 2.02 | All kinds of soil | 583 | sqm
2.03 | Earth work in excavation by mechanical means (Hydraulic excavator) / manual means in foundation trenches or drains (not exceeding 1.5 m in width or 10 sqm on plan), including dressing of sides and ramming of bottoms, lift upto 1.5 m, including getting out the excavated soil and disposal of surplus excavated soil as directed, within a lead of 50 m. | [53 empty] | 2.03 | Earth work in excavation by mechanical means (Hydraulic excavator) / manual means in foundation trenches or drains (not exceeding 1.5 m in width or 10 sqm on plan), including dressing of sides and ramming of bottoms, lift upto 1.5 m, including getting out the excavated soil and disposal of surplus excavated soil as directed, within a lead of 50 m.
2.04 | All kinds of soil. |  | 88 | cum | 221.22 |  |  | Excess(+) | 1 | Full Conversion | INR | [40 empty] | 19467.36 | 19467.36 | INR Nineteen Thousand Four Hundred & Sixty Seven and Paise Thirty Six Only | 2.04 | All kinds of soil. | 88 | cum
2.05 | Excavating trenches of required width for pipes, cables, etc including excavation for sockets, and dressing of sides, ramming of bottoms, depth upto 1.5 m, including getting out the excavated soil, and then returning the soil as required, in layers not exceeding 20 cm in depth, including consolidating each deposited layer by ramming, watering, etc. and disposing of surplus excavated soil as directed, within a lead of 50 m : | [53 empty] | 2.05 | Excavating trenches of required width for pipes, cables, etc including excavation for sockets, and dressing of sides, ramming of bottoms, depth upto 1.5 m, including getting out the excavated soil, and then returning the soil as required, in layers not exceeding 20 cm in depth, including consolidating each deposited layer by ramming, watering, etc. and disposing of surplus excavated soil as directed, within a lead of 50 m :
2.06 | All kinds of soil | [53 empty] | 2.06 | All kinds of soil
2.07 | Pipes, cables etc, not exceeding 80 mm dia. |  | 29 | metre | 195.53 |  |  | Excess(+) | 1 | Full Conversion | INR | [40 empty] | 5670.37 | 5670.37 | INR Five Thousand Six Hundred & Seventy and Paise Thirty Seven Only | 2.07 | Pipes, cables etc, not exceeding 80 mm dia. | 29 | metre
2.08 | Pipes, cables etc. exceeding 80 mm dia. but not exceeding 300 mm dia |  | 263 | metre | 319.33 |  |  | Excess(+) | 1 | Full Conversion | INR | [40 empty] | 83983.79 | 83983.79 | INR Eighty Three Thousand Nine Hundred & Eighty Three and Paise Seventy Nine Only | 2.08 | Pipes, cables etc. exceeding 80 mm dia. but not exceeding 300 mm dia | 263 | metre
2.09 | Pipes, cables etc. exceeding 300 mm dia but not exceeding 600 mm |  | 29 | metre | 498.55 |  |  | Excess(+) | 1 | Full Conversion | INR | [40 empty] | 14457.95 | 14457.95 | INR Fourteen Thousand Four Hundred & Fifty Seven and Paise Ninety Five Only | 2.09 | Pipes, cables etc. exceeding 300 mm dia but not exceeding 600 mm | 29 | metre
2.1 | Extra for excavating trenches for pipes, cables etc. in all kinds of soil for depth exceeding 1.5 m, but not exceeding 3 m. (Rate is over corresponding basic item for depth upto 1.5 metre). |  | 58 | metre | 111.35 |  |  | Excess(+) | 1 | Full Conversion | INR | [40 empty] | 6458.3 | 6458.3 | INR Six Thousand Four Hundred & Fifty Eight and Paise Thirty Only | 2.1 | Extra for excavating trenches for pipes, cables etc. in all kinds of soil for depth exceeding 1.5 m, but not exceeding 3 m. (Rate is over corresponding basic item for depth upto 1.5 metre). | 58 | metre
2.11 | Filling available excavated earth (excluding rock) in trenches, plinth, sides of foundations etc. in layers not exceeding 20cm in depth, consolidating each deposited layer by ramming and watering, lead up to 50 m and lift upto 1.5 m. |  | 58 | cum | 192.59 |  |  | Excess(+) | 1 | Full Conversion | INR | [40 empty] | 11170.22 | 11170.22 | INR Eleven Thousand One Hundred & Seventy and Paise Twenty Two Only | 2.11 | Filling available excavated earth (excluding rock) in trenches, plinth, sides of foundations etc. in layers not exceeding 20cm in depth, consolidating each deposited layer by ramming and watering, lead up to 50 m and lift upto 1.5 m. | 58 | cum
2.12 | Surface dressing of the ground including removing vegetation and in- equalities not exceeding 15 cm deep and disposal of rubbish, lead up to 50 m and lift up to 1.5 m. | [53 empty] | 2.12 | Surface dressing of the ground including removing vegetation and in- equalities not exceeding 15 cm deep and disposal of rubbish, lead up to 50 m and lift up to 1.5 m.
2.13 | All kinds of soil |  | 583 | sqm | 21.35 |  |  | Excess(+) | 1 | Full Conversion | INR | [40 empty] | 12447.05 | 12447.05 | INR Twelve Thousand Four Hundred & Forty Seven and Paise Five Only | 2.13 | All kinds of soil | 583 | sqm
2.14 | Excavating holes more than 0.10 cum & upto 0.5 cum including getting out the excavated soil, then returning the soil as required in layers not exceeding 20 cm in depth, including consolidating each deposited layer by ramming, watering etc, disposing of surplus excavated soil, as directed within a lead of 50 m and lift upto 1.5 m. | [53 empty] | 2.14 | Excavating holes more than 0.10 cum & upto 0.5 cum including getting out the excavated soil, then returning the soil as required in layers not exceeding 20 cm in depth, including consolidating each deposited layer by ramming, watering etc, disposing of surplus excavated soil, as directed within a lead of 50 m and lift upto 1.5 m.
2.15 | All kinds of soil |  | 58 | each | 69.53 |  |  | Excess(+) | 1 | Full Conversion | INR | [40 empty] | 4032.74 | 4032.74 | INR Four Thousand &Thirty Two and Paise Seventy Four Only | 2.15 | All kinds of soil | 58 | each
2.16 | Clearing jungle including uprooting of rank vegetation, grass, brush wood, trees and saplings of girth up to 30 cm measured at a height of 1 m above ground level and removal of rubbish up to a distance of 50 m outside the periphery of the area cleared. |  | 292 | sqm | 11 |  |  | Excess(+) | 1 | Full Conversion | INR | [40 empty] | 3212 | 3212 | INR Three Thousand Two Hundred & Twelve Only | 2.16 | Clearing jungle including uprooting of rank vegetation, grass, brush wood, trees and saplings of girth up to 30 cm measured at a height of 1 m above ground level and removal of rubbish up to a distance of 50 m outside the periphery of the area cleared. | 292 | sqm
2.17 | Extra for levelling & neatly dressing of disposed soil completely as directed by Engineer-in-charge. |  | 29 | cum | 58.18 |  |  | Excess(+) | 1 | Full Conversion | INR | [40 empty] | 1687.22 | 1687.22 | INR One Thousand Six Hundred & Eighty Seven and Paise Twenty Two Only | 2.17 | Extra for levelling & neatly dressing of disposed soil completely as directed by Engineer-in-charge. | 29 | cum
3 | CONCRETE WORK | [53 empty] | 3 | CONCRETE WORK
3.01 | Providing and laying in position cement concrete of specified grade excluding the cost of centering and shuttering - All work up to plinth level : | [53 empty] | 3.01 | Providing and laying in position cement concrete of specified grade excluding the cost of centering and shuttering - All work up to plinth level :
3.02 | 1:2:4 (1 cement : 2 coarse sand (zone-III) : 4 graded stone aggregate 20 mm nominal size). |  | 3 | cum | 5952.3 |  |  | Excess(+) | 1 | Full Conversion | INR | [40 empty] | 17856.9 | 17856.9 | INR Seventeen Thousand Eight Hundred & Fifty Six and Paise Ninety Only | 3.02 | 1:2:4 (1 cement : 2 coarse sand (zone-III) : 4 graded stone aggregate 20 mm nominal size). | 3 | cum
3.03 | 1:4:8 (1 Cement : 4 coarse sand (zone-III) : 8 graded stone aggregate 40 mm nominal size) |  | 1 | cum | 5076.37 |  |  | Excess(+) | 1 | Full Conversion | INR | [40 empty] | 5076.37 | 5076.37 | INR Five Thousand &Seventy Six and Paise Thirty Seven Only | 3.03 | 1:4:8 (1 Cement : 4 coarse sand (zone-III) : 8 graded stone aggregate 40 mm nominal size) | 1 | cum
3.04 | Making plinth protection 50mm thick of cement concrete 1:3:6 (1 cement : 3 coarse sand : 6 graded stone aggregate 20 mm nominal size) over 75mm thick bed of dry brick ballast 40 mm nominal size, well rammed and consolidated and grouted with fine sand, including necessary excavation, levelling & dressing & finishing the top smooth. |  | 18 | sqm | 538.4 |  |  | Excess(+) | 1 | Full Conversion | INR | [40 empty] | 9691.2 | 9691.2 | INR Nine Thousand Six Hundred & Ninety One and Paise Twenty Only | 3.04 | Making plinth protection 50mm thick of cement concrete 1:3:6 (1 cement : 3 coarse sand : 6 graded stone aggregate 20 mm nominal size) over 75mm thick bed of dry brick ballast 40 mm nominal size, well rammed and consolidated and grouted with fine sand, including necessary excavation, levelling & dressing & finishing the top smooth. | 18 | sqm
4 | REINFORCED CEMENT CONCRETE | [53 empty] | 4 | REINFORCED CEMENT CONCRETE
4.01 | Providing and laying in position specified grade of reinforced cement concrete, excluding the cost of centering, shuttering, finishing and reinforcement - All work up to plinth level : | [53 empty] | 4.01 | Providing and laying in position specified grade of reinforced cement concrete, excluding the cost of centering, shuttering, finishing and reinforcement - All work up to plinth level :
4.02 | 1:2:4 (1 cement : 2 coarse sand : 4 graded stone aggregate 20 mm nominal size). |  | 1 | cum | 6397.5 |  |  | Excess(+) | 1 | Full Conversion | INR | [40 empty] | 6397.5 | 6397.5 | INR Six Thousand Three Hundred & Ninety Seven and Paise Fifty Only | 4.02 | 1:2:4 (1 cement : 2 coarse sand : 4 graded stone aggregate 20 mm nominal size). | 1 | cum
4.03 | Reinforced cement concrete work in beams, suspended floors, roofs having slope up to 15° landings, balconies, shelves, chajjas, lintels, bands, plain window sills, staircases and spiral stair cases above plinth level up to floor five level, excluding the cost of centering, shuttering, finishing and reinforcement, with 1:1.5:3 (1 cement : 1.5 coarse sand (zone-III) : 3 graded stone aggregate 20 mm nominal size). |  | 3 | cum | 8560.98 |  |  | Excess(+) | 1 | Full Conversion | INR | [40 empty] | 25682.94 | 25682.94 | INR Twenty Five Thousand Six Hundred & Eighty Two and Paise Ninety Four Only | 4.03 | Reinforced cement concrete work in beams, suspended floors, roofs having slope up to 15° landings, balconies, shelves, chajjas, lintels, bands, plain window sills, staircases and spiral stair cases above plinth level up to floor five level, excluding the cost of centering, shuttering, finishing and reinforcement, with 1:1.5:3 (1 cement : 1.5 coarse sand (zone-III) : 3 graded stone aggregate 20 mm nominal size). | 3 | cum
4.04 | Centering and shuttering including strutting, propping etc. and removal of form for: | [53 empty] | 4.04 | Centering and shuttering including strutting, propping etc. and removal of form for:
4.05 | Foundations, footings, bases of columns, etc. for mass concrete |  | 12 | sqm | 249.76 |  |  | Excess(+) | 1 | Full Conversion | INR | [40 empty] | 2997.12 | 2997.12 | INR Two Thousand Nine Hundred & Ninety Seven and Paise Twelve Only | 4.05 | Foundations, footings, bases of columns, etc. for mass concrete | 12 | sqm
4.06 | Suspended floors, roofs, landings, balconies and access platform |  | 3 | sqm | 607.67 |  |  | Excess(+) | 1 | Full Conversion | INR | [40 empty] | 1823.01 | 1823.01 | INR One Thousand Eight Hundred & Twenty Three and Paise One Only | 4.06 | Suspended floors, roofs, landings, balconies and access platform | 3 | sqm
4.07 | Providing, hoisting and fixing above plinth level up to floor five level precast reinforced cement concrete work in string courses, bands, copings, bed plates, anchor blocks, plain window sills and the like, including the cost of required centering, shuttering but, excluding cost of reinforcement, with 1:1.5:3 (1 cement : 1.5 coarse sand (zone-III) : 3 graded stone aggregate 20 mm nominal size). |  | 3 | cum | 7791.63 |  |  | Excess(+) | 1 | Full Conversion | INR | [40 empty] | 23374.89 | 23374.89 | INR Twenty Three Thousand Three Hundred & Seventy Four and Paise Eighty Nine Only | 4.07 | Providing, hoisting and fixing above plinth level up to floor five level precast reinforced cement concrete work in string courses, bands, copings, bed plates, anchor blocks, plain window sills and the like, including the cost of required centering, shuttering but, excluding cost of reinforcement, with 1:1.5:3 (1 cement : 1.5 coarse sand (zone-III) : 3 graded stone aggregate 20 mm nominal size). | 3 | cum
4.08 | Steel reinforcement for R.C.C. work including straightening, cutting, bending, placing in position and binding all complete upto plinth level. | [53 empty] | 4.08 | Steel reinforcement for R.C.C. work including straightening, cutting, bending, placing in position and binding all complete upto plinth level.
4.09 | Thermo-Mechanically Treated bars of grade Fe-500D or more. |  | 1167 | Kg | 73.21 |  |  | Excess(+) | 1 | Full Conversion | INR | [40 empty] | 85436.07 | 85436.07 | INR Eighty Five Thousand Four Hundred & Thirty Six and Paise Seven Only | 4.09 | Thermo-Mechanically Treated bars of grade Fe-500D or more. | 1167 | Kg
5 | BRICK WORK | [53 empty] | 5 | BRICK WORK
5.01 | Brick work with common burnt clay F.P.S. (non modular) bricks of class designation 7.5 in foundation and plinth in: | [53 empty] | 5.01 | Brick work with common burnt clay F.P.S. (non modular) bricks of class designation 7.5 in foundation and plinth in:
5.02 | Cement mortar 1:6 (1 cement : 6 coarse sand) |  | 9 | cum | 5398.9 |  |  | Excess(+) | 1 | Full Conversion | INR | [40 empty] | 48590.1 | 48590.1 | INR Forty Eight Thousand Five Hundred & Ninety and Paise Ten Only | 5.02 | Cement mortar 1:6 (1 cement : 6 coarse sand) | 9 | cum
5.03 | Brick work with common burnt clay F.P.S. (non modular) bricks of class designation 7.5 in superstructure above plinth level up to floor V level in all shapes and sizes in : | [53 empty] | 5.03 | Brick work with common burnt clay F.P.S. (non modular) bricks of class designation 7.5 in superstructure above plinth level up to floor V level in all shapes and sizes in :
5.04 | Cement mortar 1:6 (1 cement : 6 coarse sand) |  | 1 | cum | 6655.37 |  |  | Excess(+) | 1 | Full Conversion | INR | [40 empty] | 6655.37 | 6655.37 | INR Six Thousand Six Hundred & Fifty Five and Paise Thirty Seven Only | 5.04 | Cement mortar 1:6 (1 cement : 6 coarse sand) | 1 | cum
5.05 | Half brick masonry with common burnt clay F.P.S. (non modular) bricks of class designation 7.5 in foundations and plinth in : | [53 empty] | 5.05 | Half brick masonry with common burnt clay F.P.S. (non modular) bricks of class designation 7.5 in foundations and plinth in :
5.06 | cement mortar 1:4 (1 cement : 4 coarse sand) |  | 3 | sqm | 678.43 |  |  | Excess(+) | 1 | Full Conversion | INR | [40 empty] | 2035.29 | 2035.29 | INR Two Thousand &Thirty Five and Paise Twenty Nine Only | 5.06 | cement mortar 1:4 (1 cement : 4 coarse sand) | 3 | sqm
5.07 | Half brick masonry with common burnt clay F.P.S. (non modular) bricks of class designation 7.5 in superstructure above plinth level up to floor V level. | [53 empty] | 5.07 | Half brick masonry with common burnt clay F.P.S. (non modular) bricks of class designation 7.5 in superstructure above plinth level up to floor V level.
5.08 | Cement mortar 1:4 (1 cement :4 coarse sand) |  | 3 | sqm | 817.27 |  |  | Excess(+) | 1 | Full Conversion | INR | [40 empty] | 2451.81 | 2451.81 | INR Two Thousand Four Hundred & Fifty One and Paise Eighty One Only | 5.08 | Cement mortar 1:4 (1 cement :4 coarse sand) | 3 | sqm
5.09 | Brick edging 7cm wide 11.4 cm deep to plinth protection with common burnt clay F.P.S. (non modular) bricks of class designation 7.5 including grouting with cement mortar 1:4 (1 cement : 4 fine sand). |  | 23 | metre | 45.59 |  |  | Excess(+) | 1 | Full Conversion | INR | [40 empty] | 1048.57 | 1048.57 | INR One Thousand &Forty Eight and Paise Fifty Seven Only | 5.09 | Brick edging 7cm wide 11.4 cm deep to plinth protection with common burnt clay F.P.S. (non modular) bricks of class designation 7.5 including grouting with cement mortar 1:4 (1 cement : 4 fine sand). | 23 | metre
6 | CLADDING WORK | [53 empty] | 6 | CLADDING WORK
6.01 | Providing and fixing Ist quality ceramic glazed wall tiles conforming to IS: 15622 (thickness to be specified by the manufacturer), of approved make, in all colours, shades except burgundy, bottle green, black of any size as approved by Engineer-in-Charge, in skirting, risers of steps and dados, over 12 mm thick bed of cement mortar 1:3 (1 cement : 3 coarse sand) and jointing with grey cement slurry @ 3.3kg per sqm, including pointing in white cement mixed with pigment of matching shade complete. |  | 58 | sqm | 903.38 |  |  | Excess(+) | 1 | Full Conversion | INR | [40 empty] | 52396.04 | 52396.04 | INR Fifty Two Thousand Three Hundred & Ninety Six and Paise Four Only | 6.01 | Providing and fixing Ist quality ceramic glazed wall tiles conforming to IS: 15622 (thickness to be specified by the manufacturer), of approved make, in all colours, shades except burgundy, bottle green, black of any size as approved by Engineer-in-Charge, in skirting, risers of steps and dados, over 12 mm thick bed of cement mortar 1:3 (1 cement : 3 coarse sand) and jointing with grey cement slurry @ 3.3kg per sqm, including pointing in white cement mixed with pigment of matching shade complete. | 58 | sqm
7 | WOOD AND P.V.C. WORK | [53 empty] | 7 | WOOD AND P.V.C. WORK
7.01 | Providing and fixing M.S. grills of required pattern in frames of windows etc. with M.S. flats, square or round bars etc. including priming coat with approved steel primer all complete. | [53 empty] | 7.01 | Providing and fixing M.S. grills of required pattern in frames of windows etc. with M.S. flats, square or round bars etc. including priming coat with approved steel primer all complete.
7.02 | Fixed to steel windows by welding |  | 29 | kg | 144.94 |  |  | Excess(+) | 1 | Full Conversion | INR | [40 empty] | 4203.26 | 4203.26 | INR Four Thousand Two Hundred & Three and Paise Twenty Six Only | 7.02 | Fixed to steel windows by welding | 29 | kg
7.03 | Providing 40x5 mm flat iron hold fast 40 cm long including fixing to frame with 10 mm diameter bolts, nuts and wooden plugs and embedding in cement concrete block 30x10x15cm 1:3:6 mix (1 cement : 3 coarse sand : 6 graded stone aggregate 20mm nominal size). |  | 4 | each | 157.12 |  |  | Excess(+) | 1 | Full Conversion | INR | [40 empty] | 628.48 | 628.48 | INR Six Hundred & Twenty Eight and Paise Forty Eight Only | 7.03 | Providing 40x5 mm flat iron hold fast 40 cm long including fixing to frame with 10 mm diameter bolts, nuts and wooden plugs and embedding in cement concrete block 30x10x15cm 1:3:6 mix (1 cement : 3 coarse sand : 6 graded stone aggregate 20mm nominal size). | 4 | each
7.04 | Providing and fixing ISI marked oxidised M.S. sliding door bolts with nuts and screws etc. complete : | [53 empty] | 7.04 | Providing and fixing ISI marked oxidised M.S. sliding door bolts with nuts and screws etc. complete :
7.05 | 300x16 mm |  | 4 | each | 160.72 |  |  | Excess(+) | 1 | Full Conversion | INR | [40 empty] | 642.88 | 642.88 | INR Six Hundred & Forty Two and Paise Eighty Eight Only | 7.05 | 300x16 mm | 4 | each
7.06 | Providing and fixing ISI marked oxidised M.S. tower bolt black finish, (Barrel type) with necessary screws etc. complete : | [53 empty] | 7.06 | Providing and fixing ISI marked oxidised M.S. tower bolt black finish, (Barrel type) with necessary screws etc. complete :
7.07 | 200x10 mm |  | 4 | each | 53.09 |  |  | Excess(+) | 1 | Full Conversion | INR | [40 empty] | 212.36 | 212.36 | INR Two Hundred & Twelve and Paise Thirty Six Only | 7.07 | 200x10 mm | 4 | each
7.08 | Providing and fixing ISI marked oxidised M.S. handles conforming to IS:4992 with necessary screws etc. complete : | [53 empty] | 7.08 | Providing and fixing ISI marked oxidised M.S. handles conforming to IS:4992 with necessary screws etc. complete :
7.09 | 125 mm |  | 4 | each | 30.56 |  |  | Excess(+) | 1 | Full Conversion | INR | [40 empty] | 122.24 | 122.24 | INR One Hundred & Twenty Two and Paise Twenty Four Only | 7.09 | 125 mm | 4 | each
7.1 | Providing and fixing oxidised M.S. casement stays (straight peg type) with necessary screws etc. complete. | [53 empty] | 7.1 | Providing and fixing oxidised M.S. casement stays (straight peg type) with necessary screws etc. complete.
7.11 | 300 mm weighing not less than 200 gms |  | 4 | each | 51.56 |  |  | Excess(+) | 1 | Full Conversion | INR | [40 empty] | 206.24 | 206.24 | INR Two Hundred & Six and Paise Twenty Four Only | 7.11 | 300 mm weighing not less than 200 gms | 4 | each
8 | STEEL WORK | [53 empty] | 8 | STEEL WORK
8.01 | Structural steel work riveted, bolted or welded in built up sections, trusses and framed work, including cutting, hoisting, fixing in position and applying a priming coat of approved steel primer all complete. |  | 175 | kg | 89.22 |  |  | Excess(+) | 1 | Full Conversion | INR | [40 empty] | 15613.5 | 15613.5 | INR Fifteen Thousand Six Hundred & Thirteen and Paise Fifty Only | 8.01 | Structural steel work riveted, bolted or welded in built up sections, trusses and framed work, including cutting, hoisting, fixing in position and applying a priming coat of approved steel primer all complete. | 175 | kg
8.02 | Providing and fixing 1mm thick M.S. sheet door with frame of 40x40x6 mm angle iron and 3 mm M.S. gusset plates at the junctions and corners, all necessary fittings complete, including applying a priming coat of approved steel primer. | [53 empty] | 8.02 | Providing and fixing 1mm thick M.S. sheet door with frame of 40x40x6 mm angle iron and 3 mm M.S. gusset plates at the junctions and corners, all necessary fittings complete, including applying a priming coat of approved steel primer.
8.03 | Using M.S. angles 40x40x6 mm for diagonal braces |  | 3 | sqm | 3882.64 |  |  | Excess(+) | 1 | Full Conversion | INR | [40 empty] | 11647.92 | 11647.92 | INR Eleven Thousand Six Hundred & Forty Seven and Paise Ninety Two Only | 8.03 | Using M.S. angles 40x40x6 mm for diagonal braces | 3 | sqm
8.04 | Providing and fixing factory made ISI marked steel glazed doors, windows and ventilators, side /top /centre hung, with beading and all members such as F7D, F4B, K11 B and K12 B etc. complete of standard rolled steel sections, joints mitred and flash butt welded and sash bars tenoned and riveted, including providing and fixing of hinges, pivots, including priming coat of approved steel primer, but excluding the cost of other fittings, complete all as per approved design, (sectional weight of only steel members shall be measured for payment). | [53 empty] | 8.04 | Providing and fixing factory made ISI marked steel glazed doors, windows and ventilators, side /top /centre hung, with beading and all members such as F7D, F4B, K11 B and K12 B etc. complete of standard rolled steel sections, joints mitred and flash butt welded and sash bars tenoned and riveted, including providing and fixing of hinges, pivots, including priming coat of approved steel primer, but excluding the cost of other fittings, complete all as per approved design, (sectional weight of only steel members shall be measured for payment).
8.05 | Fixing with 15x3 mm lugs 10 cm long embedded in cement concrete block 15x10x10 cm of C.C. 1:3:6 (1 Cement : 3 coarse sand : 6 graded stone aggregate 20 mm nominal size) |  | 35 | kg | 145.99 |  |  | Excess(+) | 1 | Full Conversion | INR | [40 empty] | 5109.65 | 5109.65 | INR Five Thousand One Hundred & Nine and Paise Sixty Five Only | 8.05 | Fixing with 15x3 mm lugs 10 cm long embedded in cement concrete block 15x10x10 cm of C.C. 1:3:6 (1 Cement : 3 coarse sand : 6 graded stone aggregate 20 mm nominal size) | 35 | kg
8.06 | Welding by gas or electric plant including transportation of plant at site etc. complete. |  | 117 | cm | 2.94 |  |  | Excess(+) | 1 | Full Conversion | INR | [40 empty] | 343.98 | 343.98 | INR Three Hundred & Forty Three and Paise Ninety Eight Only | 8.06 | Welding by gas or electric plant including transportation of plant at site etc. complete. | 117 | cm
8.07 | Steel work welded in built up sections/ framed work, including cutting, hoisting, fixing in position and applying a priming coat of approved steel primer using structural steel etc. as required. | [53 empty] | 8.07 | Steel work welded in built up sections/ framed work, including cutting, hoisting, fixing in position and applying a priming coat of approved steel primer using structural steel etc. as required.
8.08 | In gratings, frames, guard bar, ladder, railings, brackets, gates and similar works |  | 467 | kg | 114.86 |  |  | Excess(+) | 1 | Full Conversion | INR | [40 empty] | 53639.62 | 53639.62 | INR Fifty Three Thousand Six Hundred & Thirty Nine and Paise Sixty Two Only | 8.08 | In gratings, frames, guard bar, ladder, railings, brackets, gates and similar works | 467 | kg
8.09 | Providing & fixing glass panes with putty and glazing clips in steel doors, windows, clerestory windows, all complete with : | [53 empty] | 8.09 | Providing & fixing glass panes with putty and glazing clips in steel doors, windows, clerestory windows, all complete with :
8.1 | 4.0 mm thick glass panes |  | 3 | sqm | 789.61 |  |  | Excess(+) | 1 | Full Conversion | INR | [40 empty] | 2368.83 | 2368.83 | INR Two Thousand Three Hundred & Sixty Eight and Paise Eighty Three Only | 8.1 | 4.0 mm thick glass panes | 3 | sqm
9 | FLOORING | [53 empty] | 9 | FLOORING
9.01 | Brick on edge flooring with bricks of class designation 7.5 on a bed of 12 mm cement mortar, including filling the joints with same mortar, with common burnt clay non modular bricks: | [53 empty] | 9.01 | Brick on edge flooring with bricks of class designation 7.5 on a bed of 12 mm cement mortar, including filling the joints with same mortar, with common burnt clay non modular bricks:
9.02 | 1:6 (1cement : 6 coarse sand) |  | 12 | sqm | 727.27 |  |  | Excess(+) | 1 | Full Conversion | INR | [40 empty] | 8727.24 | 8727.24 | INR Eight Thousand Seven Hundred & Twenty Seven and Paise Twenty Four Only | 9.02 | 1:6 (1cement : 6 coarse sand) | 12 | sqm
9.03 | Cement concrete flooring 1:2:4 (1 cement : 2 coarse sand : 4 graded stone aggregate) finished with a floating coat of neat cement, including cement slurry, but excluding the cost of nosing of steps etc. complete. | [53 empty] | 9.03 | Cement concrete flooring 1:2:4 (1 cement : 2 coarse sand : 4 graded stone aggregate) finished with a floating coat of neat cement, including cement slurry, but excluding the cost of nosing of steps etc. complete.
9.04 | 40 mm thick with 20 mm nominal size stone aggregate |  | 12 | sqm | 436.96 |  |  | Excess(+) | 1 | Full Conversion | INR | [40 empty] | 5243.52 | 5243.52 | INR Five Thousand Two Hundred & Forty Three and Paise Fifty Two Only | 9.04 | 40 mm thick with 20 mm nominal size stone aggregate | 12 | sqm
9.05 | Cement plaster skirting up to 30 cm height, with cement mortar 1:3 (1 cement : 3 coarse sand), finished with a floating coat of neat cement. | [53 empty] | 9.05 | Cement plaster skirting up to 30 cm height, with cement mortar 1:3 (1 cement : 3 coarse sand), finished with a floating coat of neat cement.
9.06 | 18 mm thick |  | 2 | sqm | 456.95 |  |  | Excess(+) | 1 | Full Conversion | INR | [40 empty] | 913.9 | 913.9 | INR Nine Hundred & Thirteen and Paise Ninety Only | 9.06 | 18 mm thick | 2 | sqm
9.07 | Cement concrete pavement with 1:2:4 (1 cement : 2 coarse sand : 4 graded stone aggregate 20 mm nominal size), including finishing complete. |  | 3 | cum | 6431.48 |  |  | Excess(+) | 1 | Full Conversion | INR | [40 empty] | 19294.44 | 19294.44 | INR Nineteen Thousand Two Hundred & Ninety Four and Paise Forty Four Only | 9.07 | Cement concrete pavement with 1:2:4 (1 cement : 2 coarse sand : 4 graded stone aggregate 20 mm nominal size), including finishing complete. | 3 | cum
9.08 | Providing and fixing glass strips in joints of terrazo/ cement concrete floors. | [53 empty] | 9.08 | Providing and fixing glass strips in joints of terrazo/ cement concrete floors.
9.09 | 40 mm wide and 4 mm thick |  | 29 | metre | 65.89 |  |  | Excess(+) | 1 | Full Conversion | INR | [40 empty] | 1910.81 | 1910.81 | INR One Thousand Nine Hundred & Ten and Paise Eighty One Only | 9.09 | 40 mm wide and 4 mm thick | 29 | metre
9.1 | Providing and laying Ceramic glazed floor tiles of size 300x300 mm (thickness to be specified by the manufacturer) of 1st quality conforming to IS : 15622 of approved make in colours such as White, Ivory, Grey, Fume Red Brown, laid on 20 mm thick cement mortar 1:4 (1 Cement : 4 Coarse sand), jointing with grey cement slurry @ 3.3kg/sqm including pointing the joints with white cement and matching pigment etc., complete. |  | 18 | sqm | 812.71 |  |  | Excess(+) | 1 | Full Conversion | INR | [40 empty] | 14628.78 | 14628.78 | INR Fourteen Thousand Six Hundred & Twenty Eight and Paise Seventy Eight Only | 9.1 | Providing and laying Ceramic glazed floor tiles of size 300x300 mm (thickness to be specified by the manufacturer) of 1st quality conforming to IS : 15622 of approved make in colours such as White, Ivory, Grey, Fume Red Brown, laid on 20 mm thick cement mortar 1:4 (1 Cement : 4 Coarse sand), jointing with grey cement slurry @ 3.3kg/sqm including pointing the joints with white cement and matching pigment etc., complete. | 18 | sqm
10 | ROOFING | [53 empty] | 10 | ROOFING
10.01 | Providing gola 75x75 mm in cement concrete 1:2:4 (1 cement : 2 coarse sand : 4 stone aggregate 10 mm and down gauge), including finishing with cement mortar 1:3 (1 cement : 3 fine sand) as per standard design : | [53 empty] | 10.01 | Providing gola 75x75 mm in cement concrete 1:2:4 (1 cement : 2 coarse sand : 4 stone aggregate 10 mm and down gauge), including finishing with cement mortar 1:3 (1 cement : 3 fine sand) as per standard design :
10.02 | In 75x75 mm deep chase |  | 6 | metre | 208.02 |  |  | Excess(+) | 1 | Full Conversion | INR | [40 empty] | 1248.12 | 1248.12 | INR One Thousand Two Hundred & Forty Eight and Paise Twelve Only | 10.02 | In 75x75 mm deep chase | 6 | metre
10.03 | Making khurras 45x45 cm with average minimum thickness of 5 cm cement concrete 1:2:4 (1 cement : 2 coarse sand : 4 graded stone aggregate of 20 mm nominal size) over P.V.C. sheet 1 m x1 m x 400 micron, finished with 12 mm cement plaster 1:3 (1 cement : 3 coarse sand) and a coat of neat cement, rounding the edges and making and finishing the outlet complete. |  | 1 | each | 213.99 |  |  | Excess(+) | 1 | Full Conversion | INR | [40 empty] | 213.99 | 213.99 | INR Two Hundred & Thirteen and Paise Ninety Nine Only | 10.03 | Making khurras 45x45 cm with average minimum thickness of 5 cm cement concrete 1:2:4 (1 cement : 2 coarse sand : 4 graded stone aggregate of 20 mm nominal size) over P.V.C. sheet 1 m x1 m x 400 micron, finished with 12 mm cement plaster 1:3 (1 cement : 3 coarse sand) and a coat of neat cement, rounding the edges and making and finishing the outlet complete. | 1 | each
10.04 | Providing and fixing on wall face unplasticised Rigid PVC rain water pipes conforming to IS : 13592 Type A, including jointing with seal ring conforming to IS : 5382, leaving 10 mm gap for thermal expansion, (i) Single socketed pipes. | [53 empty] | 10.04 | Providing and fixing on wall face unplasticised Rigid PVC rain water pipes conforming to IS : 13592 Type A, including jointing with seal ring conforming to IS : 5382, leaving 10 mm gap for thermal expansion, (i) Single socketed pipes.
10.05 | 110 mm diameter |  | 6 | metre | 267.47 |  |  | Excess(+) | 1 | Full Conversion | INR | [40 empty] | 1604.82 | 1604.82 | INR One Thousand Six Hundred & Four and Paise Eighty Two Only | 10.05 | 110 mm diameter | 6 | metre
10.06 | Providing and fixing on wall face unplasticised - PVC moulded fittings/ accessories for unplasticised Rigid PVC rain water pipes conforming to IS : 13592 Type A, including jointing with seal ring conforming to IS : 5382, leaving 10 mm gap for thermal expansion. | [53 empty] | 10.06 | Providing and fixing on wall face unplasticised - PVC moulded fittings/ accessories for unplasticised Rigid PVC rain water pipes conforming to IS : 13592 Type A, including jointing with seal ring conforming to IS : 5382, leaving 10 mm gap for thermal expansion.
10.07 | Single tee with door | [53 empty] | 10.07 | Single tee with door
10.08 | 110x110x110 mm |  | 1 | each | 178.26 |  |  | Excess(+) | 1 | Full Conversion | INR | [40 empty] | 178.26 | 178.26 | INR One Hundred & Seventy Eight and Paise Twenty Six Only | 10.08 | 110x110x110 mm | 1 | each
10.09 | Bend 87.5° | [53 empty] | 10.09 | Bend 87.5°
10.1 | 110 mm bend |  | 1 | each | 113.85 |  |  | Excess(+) | 1 | Full Conversion | INR | [40 empty] | 113.85 | 113.85 | INR One Hundred & Thirteen and Paise Eighty Five Only | 10.1 | 110 mm bend | 1 | each
10.11 | Shoe (Plain) | [53 empty] | 10.11 | Shoe (Plain)
10.12 | 110 mm Shoe |  | 1 | each | 99.78 |  |  | Excess(+) | 1 | Full Conversion | INR | [40 empty] | 99.78 | 99.78 | INR Ninety Nine and Paise Seventy Eight Only | 10.12 | 110 mm Shoe | 1 | each
10.13 | Providing and fixing unplasticised -PVC pipe clips of approved design to unplasticised - PVC rain water pipes by means of 50x50x50 mm hard wood plugs, screwed with M.S. screws of required length, including cutting brick work and fixing in cement mortar 1:4 (1 cement : 4 coarse sand) and making good the wall etc. complete. | [53 empty] | 10.13 | Providing and fixing unplasticised -PVC pipe clips of approved design to unplasticised - PVC rain water pipes by means of 50x50x50 mm hard wood plugs, screwed with M.S. screws of required length, including cutting brick work and fixing in cement mortar 1:4 (1 cement : 4 coarse sand) and making good the wall etc. complete.
10.14 | 110 mm |  | 3 | each | 253.22 |  |  | Excess(+) | 1 | Full Conversion | INR | [40 empty] | 759.66 | 759.66 | INR Seven Hundred & Fifty Nine and Paise Sixty Six Only | 10.14 | 110 mm | 3 | each
10.15 | Providing and fixing to the inlet mouth of rain water pipe PTMT (an Engineering Thermoplastic) grating square (Slit) 150 mm square with a height of 8 mm and weighing not less than 100 gms. |  | 2 | each | 88.08 |  |  | Excess(+) | 1 | Full Conversion | INR | [40 empty] | 176.16 | 176.16 | INR One Hundred & Seventy Six and Paise Sixteen Only | 10.15 | Providing and fixing to the inlet mouth of rain water pipe PTMT (an Engineering Thermoplastic) grating square (Slit) 150 mm square with a height of 8 mm and weighing not less than 100 gms. | 2 | each
11 | FINISHING | [53 empty] | 11 | FINISHING
11.01 | 12 mm cement plaster of mix : | [53 empty] | 11.01 | 12 mm cement plaster of mix :
11.02 | 1:6 (1 cement: 6 coarse sand) |  | 15 | sqm | 231.08 |  |  | Excess(+) | 1 | Full Conversion | INR | [40 empty] | 3466.2 | 3466.2 | INR Three Thousand Four Hundred & Sixty Six and Paise Twenty Only | 11.02 | 1:6 (1 cement: 6 coarse sand) | 15 | sqm
11.03 | 15 mm cement plaster on rough side of single or half brick wall of mix: | [53 empty] | 11.03 | 15 mm cement plaster on rough side of single or half brick wall of mix:
11.04 | 1:6 (1 cement: 6 coarse sand) |  | 12 | sqm | 266.46 |  |  | Excess(+) | 1 | Full Conversion | INR | [40 empty] | 3197.52 | 3197.52 | INR Three Thousand One Hundred & Ninety Seven and Paise Fifty Two Only | 11.04 | 1:6 (1 cement: 6 coarse sand) | 12 | sqm
11.05 | 12 mm cement plaster finished with a floating coat of neat cement of mix : | [53 empty] | 11.05 | 12 mm cement plaster finished with a floating coat of neat cement of mix :
11.06 | 1:4 (1 cement: 4 fine sand) |  | 175 | sqm | 287.81 |  |  | Excess(+) | 1 | Full Conversion | INR | [40 empty] | 50366.75 | 50366.75 | INR Fifty Thousand Three Hundred & Sixty Six and Paise Seventy Five Only | 11.06 | 1:4 (1 cement: 4 fine sand) | 175 | sqm
11.07 | Neat cement punning. |  | 12 | sqm | 55.02 |  |  | Excess(+) | 1 | Full Conversion | INR | [40 empty] | 660.24 | 660.24 | INR Six Hundred & Sixty and Paise Twenty Four Only | 11.07 | Neat cement punning. | 12 | sqm
11.08 | Pointing on brick work or brick flooring with cement mortar 1:3 (1 cement : 3 fine sand): | [53 empty] | 11.08 | Pointing on brick work or brick flooring with cement mortar 1:3 (1 cement : 3 fine sand):
11.09 | Flush / Ruled/ Struck or weathered pointing |  | 12 | sqm | 167.95 |  |  | Excess(+) | 1 | Full Conversion | INR | [40 empty] | 2015.4 | 2015.4 | INR Two Thousand &Fifteen and Paise Forty Only | 11.09 | Flush / Ruled/ Struck or weathered pointing | 12 | sqm
11.1 | White washing with lime to give an even shade : | [53 empty] | 11.1 | White washing with lime to give an even shade :
11.11 | New work (three or more coats) |  | 58 | sqm | 25.03 |  |  | Excess(+) | 1 | Full Conversion | INR | [40 empty] | 1451.74 | 1451.74 | INR One Thousand Four Hundred & Fifty One and Paise Seventy Four Only | 11.11 | New work (three or more coats) | 58 | sqm
11.12 | Distempering with 1st quality acrylic distemper (ready mixed) of approved manufacturer, of required shade and colour complete, as per manufacturer's specification. | [53 empty] | 11.12 | Distempering with 1st quality acrylic distemper (ready mixed) of approved manufacturer, of required shade and colour complete, as per manufacturer's specification.
11.13 | Two or more coats on new work |  | 18 | sqm | 76.41 |  |  | Excess(+) | 1 | Full Conversion | INR | [40 empty] | 1375.38 | 1375.38 | INR One Thousand Three Hundred & Seventy Five and Paise Thirty Eight Only | 11.13 | Two or more coats on new work | 18 | sqm
11.14 | Finishing walls with Acrylic Smooth exterior paint of required shade : | [53 empty] | 11.14 | Finishing walls with Acrylic Smooth exterior paint of required shade :
11.15 | New work (Two or more coat applied @ 1.67 ltr/10 sqm over and including priming coat of exterior primer applied @ 2.20 kg/10 sqm) |  | 29 | sqm | 144.41 |  |  | Excess(+) | 1 | Full Conversion | INR | [40 empty] | 4187.89 | 4187.89 | INR Four Thousand One Hundred & Eighty Seven and Paise Eighty Nine Only | 11.15 | New work (Two or more coat applied @ 1.67 ltr/10 sqm over and including priming coat of exterior primer applied @ 2.20 kg/10 sqm) | 29 | sqm
11.16 | Painting with synthetic enamel paint of approved brand and manufacture to give an even shade : | [53 empty] | 11.16 | Painting with synthetic enamel paint of approved brand and manufacture to give an even shade :
11.17 | Two or more coats on new work |  | 29 | sqm | 106.58 |  |  | Excess(+) | 1 | Full Conversion | INR | [40 empty] | 3090.82 | 3090.82 | INR Three Thousand &Ninety and Paise Eighty Two Only | 11.17 | Two or more coats on new work | 29 | sqm
11.18 | Providing and applying white cement based putty of average thickness 1 mm, of approved brand and manufacturer, over the plastered wall surface to prepare the surface even and smooth complete. |  | 29 | sqm | 100.96 |  |  | Excess(+) | 1 | Full Conversion | INR | [40 empty] | 2927.84 | 2927.84 | INR Two Thousand Nine Hundred & Twenty Seven and Paise Eighty Four Only | 11.18 | Providing and applying white cement based putty of average thickness 1 mm, of approved brand and manufacturer, over the plastered wall surface to prepare the surface even and smooth complete. | 29 | sqm
11.19 | White washing with lime to give an even shade : | [53 empty] | 11.19 | White washing with lime to give an even shade :
11.2 | Old work (two or more coats) |  | 175 | sqm | 14.69 |  |  | Excess(+) | 1 | Full Conversion | INR | [40 empty] | 2570.75 | 2570.75 | INR Two Thousand Five Hundred & Seventy and Paise Seventy Five Only | 1120 | Old work (two or more coats) | 175 | sqm
11.21 | Removing white or colour wash by scrapping and sand papering and preparing the surface smooth including necessary repairs to scratches etc. complete |  | 58 | sqm | 12.45 |  |  | Excess(+) | 1 | Full Conversion | INR | [40 empty] | 722.1 | 722.1 | INR Seven Hundred & Twenty Two and Paise Ten Only | 11.21 | Removing white or colour wash by scrapping and sand papering and preparing the surface smooth including necessary repairs to scratches etc. complete | 58 | sqm
11.22 | Removing dry or oil bound distemper, water proofing cement paint and the like by scrapping, sand papering and preparing the surface smooth including necessary repairs to scratches etc. complete. |  | 29 | sqm | 16 |  |  | Excess(+) | 1 | Full Conversion | INR | [40 empty] | 464 | 464 | INR Four Hundred & Sixty Four Only | 11.22 | Removing dry or oil bound distemper, water proofing cement paint and the like by scrapping, sand papering and preparing the surface smooth including necessary repairs to scratches etc. complete. | 29 | sqm
11.23 | Painting with synthetic enamel paint of approved brand and manufacture of required colour to give an even shade : | [53 empty] | 11.23 | Painting with synthetic enamel paint of approved brand and manufacture of required colour to give an even shade :
11.24 | One or more coats on old work |  | 29 | sqm | 70.1 |  |  | Excess(+) | 1 | Full Conversion | INR | [40 empty] | 2032.9 | 2032.9 | INR Two Thousand &Thirty Two and Paise Ninety Only | 11.24 | One or more coats on old work | 29 | sqm
11.25 | Distempering with 1st quality acrylic distemper (ready made) having VOC content less than 50 gm per ltr. of approved manufacturer and of required shade and colour complete. as per manufacturer's specification. | [53 empty] | 11.25 | Distempering with 1st quality acrylic distemper (ready made) having VOC content less than 50 gm per ltr. of approved manufacturer and of required shade and colour complete. as per manufacturer's specification.
11.26 | One or more coats on old work |  | 29 | sqm | 42.13 |  |  | Excess(+) | 1 | Full Conversion | INR | [40 empty] | 1221.77 | 1221.77 | INR One Thousand Two Hundred & Twenty One and Paise Seventy Seven Only | 11.26 | One or more coats on old work | 29 | sqm
11.27 | Finishing walls with Acrylic Smooth exterior paint of required shade : | [53 empty] | 11.27 | Finishing walls with Acrylic Smooth exterior paint of required shade :
11.28 | Old work (Two or more coat applied @ 1.67 ltr/ 10 sqm) on existing cement paint surface |  | 117 | sqm | 87.59 |  |  | Excess(+) | 1 | Full Conversion | INR | [40 empty] | 10248.03 | 10248.03 | INR Ten Thousand Two Hundred & Forty Eight and Paise Three Only | 11.28 | Old work (Two or more coat applied @ 1.67 ltr/ 10 sqm) on existing cement paint surface | 117 | sqm
12 | REPAIRS TO BUILDINGS | [53 empty] | 12 | REPAIRS TO BUILDINGS
12.01 | Repairs to plaster of thickness 12 mm to 20 mm in patches of area 2.5 sq. meters and under, including cutting the patch in proper shape, raking out joints and preparing and plastering the surface of the walls complete, including disposal of rubbish to the dumping ground, all complete as per directions of Engineer-In-Charge. | [53 empty] | 12.01 | Repairs to plaster of thickness 12 mm to 20 mm in patches of area 2.5 sq. meters and under, including cutting the patch in proper shape, raking out joints and preparing and plastering the surface of the walls complete, including disposal of rubbish to the dumping ground, all complete as per directions of Engineer-In-Charge.
12.02 | With cement mortar 1:4 (1 cement : 4 fine sand) |  | 6 | sqm | 366.33 |  |  | Excess(+) | 1 | Full Conversion | INR | [40 empty] | 2197.98 | 2197.98 | INR Two Thousand One Hundred & Ninety Seven and Paise Ninety Eight Only | 12.02 | With cement mortar 1:4 (1 cement : 4 fine sand) | 6 | sqm
12.03 | Cleaning of terrace/loft water storage tank (inside surface area) upto 2000 litre capacity at all heights with coconut brushes, duster etc., removal of silt, rubbish from the tank and cleaning the tank with fresh water disinfecting with bleaching powder @ 0.5gm per litre capacity of tank, including marking the date of cleaning on the side of tank body with the help of stencil and paint and disposing of malba, all complete as per direction of Engineer-in-Charge. (The old date already written on tank should be removed with paint remover or black paint and if date is not written with the stencil or old date is not removed deduction will be made @ Rs. 0.10 per litre if during cleaning any GI fittings or ball cock is damaged that is to be repaired by contractor at his own cost and nothing extra will be paid on this account) |  | 583 | litre | 0.31 |  |  | Excess(+) | 1 | Full Conversion | INR | [40 empty] | 180.73 | 180.73 | INR One Hundred & Eighty and Paise Seventy Three Only | 12.03 | Cleaning of terrace/loft water storage tank (inside surface area) upto 2000 litre capacity at all heights with coconut brushes, duster etc., removal of silt, rubbish from the tank and cleaning the tank with fresh water disinfecting with bleaching powder @ 0.5gm per litre capacity of tank, including marking the date of cleaning on the side of tank body with the help of stencil and paint and disposing of malba, all complete as per direction of Engineer-in-Charge. (The old date already written on tank should be removed with paint remover or black paint and if date is not written with the stencil or old date is not removed deduction will be made @ Rs. 0.10 per litre if during cleaning any GI fittings or ball cock is damaged that is to be repaired by contractor at his own cost and nothing extra will be paid on this account) | 583 | litre
12.04 | Cleaning of under ground sump, Over Head R.C.C. Tank ( independent staging) including disposal of slit and rubbish, all as per direction of Engineer-in-Charge. The cleaning shall consist following operations:- (i) Tank shall be emptied of water by pumping & bottom shall be cleaned of slit and other deposits. (ii) Entire surface area of the sump shall then scrubbed thoroughly with wire brush etc. and pressure washed with water. (iii) Chlorination of RCC internal surface by liquid chlorine. (iv) The treated surface shall be dried using air jetting and all loose particles shall be removal from the surface. (v) Finally the surface shall be treated with ultraviolet radiation etc. as per direction of Engineer-in-Charge. |  | 3792 | sqm | 55.85 |  |  | Excess(+) | 1 | Full Conversion | INR | [40 empty] | 211783.2 | 211783.2 | INR Two Lakh Eleven Thousand Seven Hundred & Eighty Three and Paise Twenty Only | 12.04 | Cleaning of under ground sump, Over Head R.C.C. Tank ( independent staging) including disposal of slit and rubbish, all as per direction of Engineer-in-Charge. The cleaning shall consist following operations:- (i) Tank shall be emptied of water by pumping & bottom shall be cleaned of slit and other deposits. (ii) Entire surface area of the sump shall then scrubbed thoroughly with wire brush etc. and pressure washed with water. (iii) Chlorination of RCC internal surface by liquid chlorine. (iv) The treated surface shall be dried using air jetting and all loose particles shall be removal from the surface. (v) Finally the surface shall be treated with ultraviolet radiation etc. as per direction of Engineer-in-Charge. | 3792 | sqm
13 | DISMANTLING & DEMOLISHING | [53 empty] | 13 | DISMANTLING & DEMOLISHING
13.01 | Demolishing cement concrete manually/ by mechanical means including disposal of material within 50 metres lead as per direction of Engineer - in - charge. | [53 empty] | 13.01 | Demolishing cement concrete manually/ by mechanical means including disposal of material within 50 metres lead as per direction of Engineer - in - charge.
13.02 | Nominal concrete 1:3:6 or richer mix (i/c equivalent design mix) |  | 3 | cum | 1523.41 |  |  | Excess(+) | 1 | Full Conversion | INR | [40 empty] | 4570.23 | 4570.23 | INR Four Thousand Five Hundred & Seventy and Paise Twenty Three Only | 13.02 | Nominal concrete 1:3:6 or richer mix (i/c equivalent design mix) | 3 | cum
13.03 | Nominal concrete 1:4:8 or leaner mix (i/c equivalent design mix) |  | 3 | cum | 940.64 |  |  | Excess(+) | 1 | Full Conversion | INR | [40 empty] | 2821.92 | 2821.92 | INR Two Thousand Eight Hundred & Twenty One and Paise Ninety Two Only | 13.03 | Nominal concrete 1:4:8 or leaner mix (i/c equivalent design mix) | 3 | cum
13.04 | Demolishing R.C.C. work manually/ by mechanical means including stacking of steel bars and disposal of unserviceable material within 50 metres lead as per direction of Engineer - in- charge. |  | 1 | cum | 2222.45 |  |  | Excess(+) | 1 | Full Conversion | INR | [40 empty] | 2222.45 | 2222.45 | INR Two Thousand Two Hundred & Twenty Two and Paise Forty Five Only | 13.04 | Demolishing R.C.C. work manually/ by mechanical means including stacking of steel bars and disposal of unserviceable material within 50 metres lead as per direction of Engineer - in- charge. | 1 | cum
13.05 | Demolishing brick work manually/ by mechanical means including stacking of serviceable material and disposal of unserviceable material within 50 metres lead as per direction of Engineer-in-charge. | [53 empty] | 13.05 | Demolishing brick work manually/ by mechanical means including stacking of serviceable material and disposal of unserviceable material within 50 metres lead as per direction of Engineer-in-charge.
13.06 | In cement mortar |  | 6 | cum | 1288.82 |  |  | Excess(+) | 1 | Full Conversion | INR | [40 empty] | 7732.92 | 7732.92 | INR Seven Thousand Seven Hundred & Thirty Two and Paise Ninety Two Only | 13.06 | In cement mortar | 6 | cum
13.07 | Dismantling doors, windows and clerestory windows (steel or wood) shutter including chowkhats, architrave, holdfasts etc. complete and stacking within 50 metres lead : | [53 empty] | 13.07 | Dismantling doors, windows and clerestory windows (steel or wood) shutter including chowkhats, architrave, holdfasts etc. complete and stacking within 50 metres lead :
13.08 | Of area 3 sq. metres and below |  | 4 | each | 240.68 |  |  | Excess(+) | 1 | Full Conversion | INR | [40 empty] | 962.72 | 962.72 | INR Nine Hundred & Sixty Two and Paise Seventy Two Only | 13.08 | Of area 3 sq. metres and below | 4 | each
13.09 | Dismantling steel work in built up sections in angles, tees, flats and channels including all gusset plates, bolts, nuts, cutting rivets, welding etc. including dismembering and stacking within 50 metres lead. |  | 58 | kg | 3.64 |  |  | Excess(+) | 1 | Full Conversion | INR | [40 empty] | 211.12 | 211.12 | INR Two Hundred & Eleven and Paise Twelve Only | 13.09 | Dismantling steel work in built up sections in angles, tees, flats and channels including all gusset plates, bolts, nuts, cutting rivets, welding etc. including dismembering and stacking within 50 metres lead. | 58 | kg
13.1 | Dismantling and stacking within 50 metres lead, fencing posts or struts including all earth work and dismantling of concrete etc. in base of: | [53 empty] | 13.1 | Dismantling and stacking within 50 metres lead, fencing posts or struts including all earth work and dismantling of concrete etc. in base of:
13.11 | T' or 'L' iron or pipe |  | 18 | each | 149.28 |  |  | Excess(+) | 1 | Full Conversion | INR | [40 empty] | 2687.04 | 2687.04 | INR Two Thousand Six Hundred & Eighty Seven and Paise Four Only | 13.11 | T' or 'L' iron or pipe | 18 | each
13.12 | Dismantling barbed wire or flexible wire rope in fencing including making rolls and stacking within 50 metres lead. |  | 58 | kg | 23.02 |  |  | Excess(+) | 1 | Full Conversion | INR | [40 empty] | 1335.16 | 1335.16 | INR One Thousand Three Hundred & Thirty Five and Paise Sixteen Only | 13.12 | Dismantling barbed wire or flexible wire rope in fencing including making rolls and stacking within 50 metres lead. | 58 | kg
13.13 | Dismantling C.I. pipes including excavation and refilling trenches after taking out the pipes, manually/ by mechanical means breaking lead caulked joints, melting of lead and making into blocks including stacking of pipes & lead at site within 50 metre lead as per direction of Engineer-in-charge: | [53 empty] | 13.13 | Dismantling C.I. pipes including excavation and refilling trenches after taking out the pipes, manually/ by mechanical means breaking lead caulked joints, melting of lead and making into blocks including stacking of pipes & lead at site within 50 metre lead as per direction of Engineer-in-charge:
13.14 | Up to 150 mm diameter |  | 29 | metre | 262.21 |  |  | Excess(+) | 1 | Full Conversion | INR | [40 empty] | 7604.09 | 7604.09 | INR Seven Thousand Six Hundred & Four and Paise Nine Only | 13.14 | Up to 150 mm diameter | 29 | metre
13.15 | Dismantling of C.I. sluice valve including stacking of useful materials within a lead of 50 metres | [53 empty] | 13.15 | Dismantling of C.I. sluice valve including stacking of useful materials within a lead of 50 metres
13.16 | Up to 150 mm diameter |  | 1 | each | 209.6 |  |  | Excess(+) | 1 | Full Conversion | INR | [40 empty] | 209.6 | 209.6 | INR Two Hundred & Nine and Paise Sixty Only | 13.16 | Up to 150 mm diameter | 1 | each
13.17 | Above 150 mm diameter |  | 1 | each | 770.45 |  |  | Excess(+) | 1 | Full Conversion | INR | [40 empty] | 770.45 | 770.45 | INR Seven Hundred & Seventy and Paise Forty Five Only | 13.17 | Above 150 mm diameter | 1 | each
13.18 | Dismantling old plaster or skirting raking out joints and cleaning the surface for plaster including disposal of rubbish to the dumping ground within 50 metres lead. |  | 29 | sqm | 34.2 |  |  | Excess(+) | 1 | Full Conversion | INR | [40 empty] | 991.8 | 991.8 | INR Nine Hundred & Ninety One and Paise Eighty Only | 13.18 | Dismantling old plaster or skirting raking out joints and cleaning the surface for plaster including disposal of rubbish to the dumping ground within 50 metres lead. | 29 | sqm
14 | ROAD WORK | [53 empty] | 14 | ROAD WORK
14.01 | Fencing with angle iron post placed at required distance embedded in cement concrete blocks, every 15th post, last but one end post and corner post shall be strutted on both sides and end post on one side only and provided with horizontal lines and two diagonals interwoven with horizontal wires, of barbed wire weighing 9.38 kg per 100 m (minimum), between the two posts fitted and fixed with G.I. staples, turn buckles etc. complete. (Cost of posts, struts, earth work and concrete work to be paid for separately). Payment to be made per metre cost of total length of barbed wire used. | [53 empty] | 14.01 | Fencing with angle iron post placed at required distance embedded in cement concrete blocks, every 15th post, last but one end post and corner post shall be strutted on both sides and end post on one side only and provided with horizontal lines and two diagonals interwoven with horizontal wires, of barbed wire weighing 9.38 kg per 100 m (minimum), between the two posts fitted and fixed with G.I. staples, turn buckles etc. complete. (Cost of posts, struts, earth work and concrete work to be paid for separately). Payment to be made per metre cost of total length of barbed wire used.
14.02 | With G.I. barbed wire |  | 1167 | metre | 16.7 |  |  | Excess(+) | 1 | Full Conversion | INR | [40 empty] | 19488.9 | 19488.9 | INR Nineteen Thousand Four Hundred & Eighty Eight and Paise Ninety Only | 14.02 | With G.I. barbed wire | 1167 | metre
14.03 | Supplying at site Angle iron post & strut of required size including bottom to be split and bent at right angle in opposite direction for 10 cm length and drilling holes upto 10 mm dia. etc. complete. |  | 175 | kg | 81.02 |  |  | Excess(+) | 1 | Full Conversion | INR | [40 empty] | 14178.5 | 14178.5 | INR Fourteen Thousand One Hundred & Seventy Eight and Paise Fifty Only | 14.03 | Supplying at site Angle iron post & strut of required size including bottom to be split and bent at right angle in opposite direction for 10 cm length and drilling holes upto 10 mm dia. etc. complete. | 175 | kg
15 | WATER SUPPLY | [53 empty] | 15 | WATER SUPPLY
15.01 | Providing and fixing G.I. pipes complete with G.I. fittings and clamps, i/c cutting and making good the walls etc. INTERNAL WORK - EXPOSED ON WALL | [53 empty] | 15.01 | Providing and fixing G.I. pipes complete with G.I. fittings and clamps, i/c cutting and making good the walls etc. INTERNAL WORK - EXPOSED ON WALL
15.02 | 15 mm dia nominal bore |  | 12 | metre | 249.8 |  |  | Excess(+) | 1 | Full Conversion | INR | [40 empty] | 2997.6 | 2997.6 | INR Two Thousand Nine Hundred & Ninety Seven and Paise Sixty Only | 15.02 | 15 mm dia nominal bore | 12 | metre
15.03 | 20 mm dia nominal bore |  | 9 | metre | 301.71 |  |  | Excess(+) | 1 | Full Conversion | INR | [40 empty] | 2715.39 | 2715.39 | INR Two Thousand Seven Hundred & Fifteen and Paise Thirty Nine Only | 15.03 | 20 mm dia nominal bore | 9 | metre
15.04 | 25 mm dia nominal bore |  | 6 | metre | 384.04 |  |  | Excess(+) | 1 | Full Conversion | INR | [40 empty] | 2304.24 | 2304.24 | INR Two Thousand Three Hundred & Four and Paise Twenty Four Only | 15.04 | 25 mm dia nominal bore | 6 | metre
15.05 | Providing and fixing G.I. pipes complete with G.I. fittings including trenching and refilling etc. External work | [53 empty] | 15.05 | Providing and fixing G.I. pipes complete with G.I. fittings including trenching and refilling etc. External work
15.06 | 15 mm dia nominal bore |  | 20 | metre | 214.07 |  |  | Excess(+) | 1 | Full Conversion | INR | [40 empty] | 4281.4 | 4281.4 | INR Four Thousand Two Hundred & Eighty One and Paise Forty Only | 15.06 | 15 mm dia nominal bore | 20 | metre
15.07 | 20 mm dia nominal bore |  | 50 | metre | 248.84 |  |  | Excess(+) | 1 | Full Conversion | INR | [40 empty] | 12442 | 12442 | INR Twelve Thousand Four Hundred & Forty Two Only | 15.07 | 20 mm dia nominal bore | 50 | metre
15.08 | 25 mm dia nominal bore |  | 100 | metre | 319.64 |  |  | Excess(+) | 1 | Full Conversion | INR | [40 empty] | 31964 | 31964 | INR Thirty One Thousand Nine Hundred & Sixty Four Only | 15.08 | 25 mm dia nominal bore | 100 | metre
15.09 | 32 mm dia nominal bore |  | 20 | metre | 372.38 |  |  | Excess(+) | 1 | Full Conversion | INR | [40 empty] | 7447.6 | 7447.6 | INR Seven Thousand Four Hundred & Forty Seven and Paise Sixty Only | 15.09 | 32 mm dia nominal bore | 20 | metre
15.1 | 40 mm dia nominal bore |  | 50 | metre | 423.63 |  |  | Excess(+) | 1 | Full Conversion | INR | [40 empty] | 21181.5 | 21181.5 | INR Twenty One Thousand One Hundred & Eighty One and Paise Fifty Only | 15.1 | 40 mm dia nominal bore | 50 | metre
15.11 | 50 mm dia nominal bore |  | 100 | metre | 495.62 |  |  | Excess(+) | 1 | Full Conversion | INR | [40 empty] | 49562 | 49562 | INR Forty Nine Thousand Five Hundred & Sixty Two Only | 15.11 | 50 mm dia nominal bore | 100 | metre
15.12 | 80 mm dia nominal bore |  | 12 | metre | 759.67 |  |  | Excess(+) | 1 | Full Conversion | INR | [40 empty] | 9116.04 | 9116.04 | INR Nine Thousand One Hundred & Sixteen and Paise Four Only | 15.12 | 80 mm dia nominal bore | 12 | metre
15.13 | Making connection of G.I. distribution branch with G.I. main of following sizes by providing and fixing tee, including cutting and threading the pipe etc. complete : | [53 empty] | 15.13 | Making connection of G.I. distribution branch with G.I. main of following sizes by providing and fixing tee, including cutting and threading the pipe etc. complete :
15.14 | 25 to 40 mm nominal bore |  | 6 | each | 590.49 |  |  | Excess(+) | 1 | Full Conversion | INR | [40 empty] | 3542.94 | 3542.94 | INR Three Thousand Five Hundred & Forty Two and Paise Ninety Four Only | 15.14 | 25 to 40 mm nominal bore | 6 | each
15.15 | 50 to 80 mm nominal bore |  | 3 | each | 1256.25 |  |  | Excess(+) | 1 | Full Conversion | INR | [40 empty] | 3768.75 | 3768.75 | INR Three Thousand Seven Hundred & Sixty Eight and Paise Seventy Five Only | 15.15 | 50 to 80 mm nominal bore | 3 | each
15.16 | Providing and fixing brass bib cock of approved quality : | [53 empty] | 15.16 | Providing and fixing brass bib cock of approved quality :
15.17 | 15 mm nominal bore |  | 3 | each | 265.28 |  |  | Excess(+) | 1 | Full Conversion | INR | [40 empty] | 795.84 | 795.84 | INR Seven Hundred & Ninety Five and Paise Eighty Four Only | 15.17 | 15 mm nominal bore | 3 | each
15.18 | Providing and fixing gun metal gate valve with C.I. wheel of approved quality (screwed end) : | [53 empty] | 15.18 | Providing and fixing gun metal gate valve with C.I. wheel of approved quality (screwed end) :
15.19 | 25 mm nominal bore |  | 6 | each | 435.91 |  |  | Excess(+) | 1 | Full Conversion | INR | [40 empty] | 2615.46 | 2615.46 | INR Two Thousand Six Hundred & Fifteen and Paise Forty Six Only | 15.19 | 25 mm nominal bore | 6 | each
15.2 | 32 mm nominal bore. |  | 1 | each | 509.64 |  |  | Excess(+) | 1 | Full Conversion | INR | [40 empty] | 509.64 | 509.64 | INR Five Hundred & Nine and Paise Sixty Four Only | 15.2 | 32 mm nominal bore. | 1 | each
15.21 | 40 mm nominal bore |  | 1 | each | 594.83 |  |  | Excess(+) | 1 | Full Conversion | INR | [40 empty] | 594.83 | 594.83 | INR Five Hundred & Ninety Four and Paise Eighty Three Only | 15.21 | 40 mm nominal bore | 1 | each
15.22 | 50 mm nominal bore |  | 6 | each | 762.12 |  |  | Excess(+) | 1 | Full Conversion | INR | [40 empty] | 4572.72 | 4572.72 | INR Four Thousand Five Hundred & Seventy Two and Paise Seventy Two Only | 15.22 | 50 mm nominal bore | 6 | each
15.23 | 80 mm nominal bore |  | 1 | each | 1944.67 |  |  | Excess(+) | 1 | Full Conversion | INR | [40 empty] | 1944.67 | 1944.67 | INR One Thousand Nine Hundred & Forty Four and Paise Sixty Seven Only | 15.23 | 80 mm nominal bore | 1 | each
15.24 | Providing and fixing brass ferrule with C.I. mouth cover including boring and tapping the main : | [53 empty] | 15.24 | Providing and fixing brass ferrule with C.I. mouth cover including boring and tapping the main :
15.25 | 20 mm nominal bore |  | 6 | each | 298.42 |  |  | Excess(+) | 1 | Full Conversion | INR | [40 empty] | 1790.52 | 1790.52 | INR One Thousand Seven Hundred & Ninety and Paise Fifty Two Only | 15.25 | 20 mm nominal bore | 6 | each
15.26 | 25 mm nominal bore |  | 3 | each | 384.35 |  |  | Excess(+) | 1 | Full Conversion | INR | [40 empty] | 1153.05 | 1153.05 | INR One Thousand One Hundred & Fifty Three and Paise Five Only | 15.26 | 25 mm nominal bore | 3 | each
15.27 | Providing and laying S&S C.I. standard specials such as tees, bends, collars, tapers, caps etc. (Heavy class): | [53 empty] | 15.27 | Providing and laying S&S C.I. standard specials such as tees, bends, collars, tapers, caps etc. (Heavy class):
15.28 | Up to 300 mm dia |  | 2 | quintal | 4664.97 |  |  | Excess(+) | 1 | Full Conversion | INR | [40 empty] | 9329.94 | 9329.94 | INR Nine Thousand Three Hundred & Twenty Nine and Paise Ninety Four Only | 15.28 | Up to 300 mm dia | 2 | quintal
15.29 | Providing and laying flanged C.I. standard specials such as tees, bends, collars, tapers, caps etc., suitable for flanged jointing as per IS : 1538 : | [53 empty] | 15.29 | Providing and laying flanged C.I. standard specials such as tees, bends, collars, tapers, caps etc., suitable for flanged jointing as per IS : 1538 :
15.3 | Up to 300 mm dia |  | 3 | quintal | 6893.91 |  |  | Excess(+) | 1 | Full Conversion | INR | [40 empty] | 20681.73 | 20681.73 | INR Twenty Thousand Six Hundred & Eighty One and Paise Seventy Three Only | 15.3 | Up to 300 mm dia | 3 | quintal
15.31 | Providing and laying S&S centrifugally cast (spun) iron pipes (Class LA) conforming to IS - 1536 : | [53 empty] | 15.31 | Providing and laying S&S centrifugally cast (spun) iron pipes (Class LA) conforming to IS - 1536 :
15.32 | 100 mm dia pipe |  | 23 | metre | 1053.88 |  |  | Excess(+) | 1 | Full Conversion | INR | [40 empty] | 24239.24 | 24239.24 | INR Twenty Four Thousand Two Hundred & Thirty Nine and Paise Twenty Four Only | 15.32 | 100 mm dia pipe | 23 | metre
15.33 | 150 mm dia pipe |  | 12 | metre | 1587.68 |  |  | Excess(+) | 1 | Full Conversion | INR | [40 empty] | 19052.16 | 19052.16 | INR Nineteen Thousand &Fifty Two and Paise Sixteen Only | 15.33 | 150 mm dia pipe | 12 | metre
15.34 | 200 mm dia pipe |  | 3 | metre | 2685.44 |  |  | Excess(+) | 1 | Full Conversion | INR | [40 empty] | 8056.32 | 8056.32 | INR Eight Thousand &Fifty Six and Paise Thirty Two Only | 15.34 | 200 mm dia pipe | 3 | metre
15.35 | 250 mm dia pipe |  | 3 | metre | 3508.99 |  |  | Excess(+) | 1 | Full Conversion | INR | [40 empty] | 10526.97 | 10526.97 | INR Ten Thousand Five Hundred & Twenty Six and Paise Ninety Seven Only | 15.35 | 250 mm dia pipe | 3 | metre
15.36 | 300 mm dia pipe |  | 3 | metre | 4726.92 |  |  | Excess(+) | 1 | Full Conversion | INR | [40 empty] | 14180.76 | 14180.76 | INR Fourteen Thousand One Hundred & Eighty and Paise Seventy Six Only | 15.36 | 300 mm dia pipe | 3 | metre
15.37 | Providing lead caulked joints to spun iron or C.I. pipes and specials, including testing of joints but excluding the cost of pig lead : | [53 empty] | 15.37 | Providing lead caulked joints to spun iron or C.I. pipes and specials, including testing of joints but excluding the cost of pig lead :
15.38 | 100 mm diameter pipe |  | 12 | each | 328.63 |  |  | Excess(+) | 1 | Full Conversion | INR | [40 empty] | 3943.56 | 3943.56 | INR Three Thousand Nine Hundred & Forty Three and Paise Fifty Six Only | 15.38 | 100 mm diameter pipe | 12 | each
15.39 | 150 mm diameter pipe |  | 6 | each | 493.38 |  |  | Excess(+) | 1 | Full Conversion | INR | [40 empty] | 2960.28 | 2960.28 | INR Two Thousand Nine Hundred & Sixty and Paise Twenty Eight Only | 15.39 | 150 mm diameter pipe | 6 | each
15.4 | 200 mm diameter pipe |  | 1 | each | 655.55 |  |  | Excess(+) | 1 | Full Conversion | INR | [40 empty] | 655.55 | 655.55 | INR Six Hundred & Fifty Five and Paise Fifty Five Only | 15.4 | 200 mm diameter pipe | 1 | each
15.41 | 250 mm diameter pipe |  | 1 | each | 819.38 |  |  | Excess(+) | 1 | Full Conversion | INR | [40 empty] | 819.38 | 819.38 | INR Eight Hundred & Nineteen and Paise Thirty Eight Only | 15.41 | 250 mm diameter pipe | 1 | each
15.42 | 300 mm diameter pipe |  | 1 | each | 985.53 |  |  | Excess(+) | 1 | Full Conversion | INR | [40 empty] | 985.53 | 985.53 | INR Nine Hundred & Eighty Five and Paise Fifty Three Only | 15.42 | 300 mm diameter pipe | 1 | each
15.43 | Supplying pig lead at site of work. |  | 1 | quintal | 20657.65 |  |  | Excess(+) | 1 | Full Conversion | INR | [40 empty] | 20657.65 | 20657.65 | INR Twenty Thousand Six Hundred & Fifty Seven and Paise Sixty Five Only | 15.43 | Supplying pig lead at site of work. | 1 | quintal
15.44 | Providing flanged joints to double flanged C.I./ D.I. pipes and specials, including testing of joints : | [53 empty] | 15.44 | Providing flanged joints to double flanged C.I./ D.I. pipes and specials, including testing of joints :
15.45 | 80 mm diameter pipe |  | 3 | each | 148.31 |  |  | Excess(+) | 1 | Full Conversion | INR | [40 empty] | 444.93 | 444.93 | INR Four Hundred & Forty Four and Paise Ninety Three Only | 15.45 | 80 mm diameter pipe | 3 | each
15.46 | 100 mm diameter pipe |  | 6 | each | 232.35 |  |  | Excess(+) | 1 | Full Conversion | INR | [40 empty] | 1394.1 | 1394.1 | INR One Thousand Three Hundred & Ninety Four and Paise Ten Only | 15.46 | 100 mm diameter pipe | 6 | each
15.47 | 150 mm diameter pipe |  | 2 | each | 287.07 |  |  | Excess(+) | 1 | Full Conversion | INR | [40 empty] | 574.14 | 574.14 | INR Five Hundred & Seventy Four and Paise Fourteen Only | 15.47 | 150 mm diameter pipe | 2 | each
15.48 | 250 mm diameter pipe |  | 1 | each | 424.99 |  |  | Excess(+) | 1 | Full Conversion | INR | [40 empty] | 424.99 | 424.99 | INR Four Hundred & Twenty Four and Paise Ninety Nine Only | 15.48 | 250 mm diameter pipe | 1 | each
15.49 | 300 mm diameter pipe |  | 1 | each | 430.86 |  |  | Excess(+) | 1 | Full Conversion | INR | [40 empty] | 430.86 | 430.86 | INR Four Hundred & Thirty and Paise Eighty Six Only | 15.49 | 300 mm diameter pipe | 1 | each
15.5 | Providing and fixing C.I. sluice valves (with cap) complete with bolts, nuts, rubber insertions etc. (the tail pieces if required will be paid separately) : | [53 empty] | 15.5 | Providing and fixing C.I. sluice valves (with cap) complete with bolts, nuts, rubber insertions etc. (the tail pieces if required will be paid separately) :
15.51 | 100 mm diameter_Class II |  | 2 | each | 3880.8 |  |  | Excess(+) | 1 | Full Conversion | INR | [40 empty] | 7761.6 | 7761.6 | INR Seven Thousand Seven Hundred & Sixty One and Paise Sixty Only | 15.51 | 100 mm diameter_Class II | 2 | each
15.52 | 150 mm diameter_Class II |  | 2 | each | 5648.71 |  |  | Excess(+) | 1 | Full Conversion | INR | [40 empty] | 11297.42 | 11297.42 | INR Eleven Thousand Two Hundred & Ninety Seven and Paise Forty Two Only | 15.52 | 150 mm diameter_Class II | 2 | each
15.53 | 250 mm diameter_Class II |  | 1 | each | 18875.8 |  |  | Excess(+) | 1 | Full Conversion | INR | [40 empty] | 18875.8 | 18875.8 | INR Eighteen Thousand Eight Hundred & Seventy Five and Paise Eighty Only | 15.53 | 250 mm diameter_Class II | 1 | each
15.54 | 300 mm diameter_ Class II |  | 1 | each | 23552.7 |  |  | Excess(+) | 1 | Full Conversion | INR | [40 empty] | 23552.7 | 23552.7 | INR Twenty Three Thousand Five Hundred & Fifty Two and Paise Seventy Only | 15.54 | 300 mm diameter_ Class II | 1 | each
15.55 | Constructing masonry Chamber 30x30x50 cm inside, in brick work in cement mortar 1:4 (1 cement :4 coarse sand) for stop cock, with C. I. surface box 100x100 x75 mm (inside) with hinged cover fixed in cement concrete slab 1:2:4 mix (1 cement : 2 coarse sand : 4 graded stone aggregate 20 mm nominal size), i/c necessary excavation, foundation concrete 1:5:10 ( 1 cement : 5 fine sand : 10 graded stone aggregate 40mm nominal size ) and inside plastering with cement mortar 1:3 (1 cement : 3 coarse sand) 12mm thick, finished with a floating coat of neat cement complete as per standard design : | [53 empty] | 15.55 | Constructing masonry Chamber 30x30x50 cm inside, in brick work in cement mortar 1:4 (1 cement :4 coarse sand) for stop cock, with C. I. surface box 100x100 x75 mm (inside) with hinged cover fixed in cement concrete slab 1:2:4 mix (1 cement : 2 coarse sand : 4 graded stone aggregate 20 mm nominal size), i/c necessary excavation, foundation concrete 1:5:10 ( 1 cement : 5 fine sand : 10 graded stone aggregate 40mm nominal size ) and inside plastering with cement mortar 1:3 (1 cement : 3 coarse sand) 12mm thick, finished with a floating coat of neat cement complete as per standard design :
15.56 | With common burnt clay F.P.S.(non modular) bricks of class designation 7.5 |  | 6 | each | 1387.51 |  |  | Excess(+) | 1 | Full Conversion | INR | [40 empty] | 8325.06 | 8325.06 | INR Eight Thousand Three Hundred & Twenty Five and Paise Six Only | 15.56 | With common burnt clay F.P.S.(non modular) bricks of class designation 7.5 | 6 | each
15.57 | Constructing masonry Chamber 90x90x100 cm inside, in brick work in cement mortar 1:4 (1 cement : 4 coarse sand) for sluice valve, with C.I. surface box 100 mm top diameter, 160 mm bottom diameter and 180 mm deep (inside) with chained lid and RCC top slab 1:2:4 mix (1 cement : 2 coarse sand : 4 graded stone aggregate 20 mm nominal size ), i/c necessary excavation, foundation concrete 1:5:10 (1 cement : 5 fine sand : 10 graded stone aggregate 40 mm nominal size ) and inside plastering with cement mortar 1:3 (1 cement : 3 coarse sand) 12 mm thick, finished with a floating coat of neat cement complete as per standard design : | [53 empty] | 15.57 | Constructing masonry Chamber 90x90x100 cm inside, in brick work in cement mortar 1:4 (1 cement : 4 coarse sand) for sluice valve, with C.I. surface box 100 mm top diameter, 160 mm bottom diameter and 180 mm deep (inside) with chained lid and RCC top slab 1:2:4 mix (1 cement : 2 coarse sand : 4 graded stone aggregate 20 mm nominal size ), i/c necessary excavation, foundation concrete 1:5:10 (1 cement : 5 fine sand : 10 graded stone aggregate 40 mm nominal size ) and inside plastering with cement mortar 1:3 (1 cement : 3 coarse sand) 12 mm thick, finished with a floating coat of neat cement complete as per standard design :
15.58 | With common burnt clay F.P.S.(non modular) bricks of class designation 7.5 |  | 6 | each | 14146.56 |  |  | Excess(+) | 1 | Full Conversion | INR | [40 empty] | 84879.36 | 84879.36 | INR Eighty Four Thousand Eight Hundred & Seventy Nine and Paise Thirty Six Only | 15.58 | With common burnt clay F.P.S.(non modular) bricks of class designation 7.5 | 6 | each
15.59 | Constructing masonry Chamber 120x120x100 cm inside, in brick work in cement mortar 1:4 (1 cement : 4 coarse sand) for sluice valve, with C.I. surface box 100 mm top diameter, 160 mm bottom diameter and 180 mm deep ( inside) with chained lid and RCC top slab 1:2:4 mix (1 cement : 2 coarse sand : 4 graded stone aggregate 20 mm nominal size) , i/c necessary excavation, foundation concrete 1:5:10 (1 cement : 5 fine sand : 10 graded stone aggregate 40 mm nominal size) and inside plastering with cement mortar 1:3 (1 cement : 3 coarse sand) 12 mm thick, finished with a floating coat of neat cement complete as per standard design : | [53 empty] | 15.59 | Constructing masonry Chamber 120x120x100 cm inside, in brick work in cement mortar 1:4 (1 cement : 4 coarse sand) for sluice valve, with C.I. surface box 100 mm top diameter, 160 mm bottom diameter and 180 mm deep ( inside) with chained lid and RCC top slab 1:2:4 mix (1 cement : 2 coarse sand : 4 graded stone aggregate 20 mm nominal size) , i/c necessary excavation, foundation concrete 1:5:10 (1 cement : 5 fine sand : 10 graded stone aggregate 40 mm nominal size) and inside plastering with cement mortar 1:3 (1 cement : 3 coarse sand) 12 mm thick, finished with a floating coat of neat cement complete as per standard design :
15.6 | With common burnt clay F.P.S.(non modular) bricks of class designation 7.5 |  | 2 | each | 19608.24 |  |  | Excess(+) | 1 | Full Conversion | INR | [40 empty] | 39216.48 | 39216.48 | INR Thirty Nine Thousand Two Hundred & Sixteen and Paise Forty Eight Only | 15.6 | With common burnt clay F.P.S.(non modular) bricks of class designation 7.5 | 2 | each
15.61 | Painting G.I. pipes and fittings with synthetic enamel white paint with two coats over a ready mixed priming coat, both of approved quality for new work : | [53 empty] | 15.61 | Painting G.I. pipes and fittings with synthetic enamel white paint with two coats over a ready mixed priming coat, both of approved quality for new work :
15.62 | 15 mm diameter pipe |  | 12 | metre | 13.33 |  |  | Excess(+) | 1 | Full Conversion | INR | [40 empty] | 159.96 | 159.96 | INR One Hundred & Fifty Nine and Paise Ninety Six Only | 15.62 | 15 mm diameter pipe | 12 | metre
15.63 | 20 mm diameter pipe |  | 9 | metre | 15.91 |  |  | Excess(+) | 1 | Full Conversion | INR | [40 empty] | 143.19 | 143.19 | INR One Hundred & Forty Three and Paise Nineteen Only | 15.63 | 20 mm diameter pipe | 9 | metre
15.64 | 25 mm diameter pipe |  | 6 | metre | 20.78 |  |  | Excess(+) | 1 | Full Conversion | INR | [40 empty] | 124.68 | 124.68 | INR One Hundred & Twenty Four and Paise Sixty Eight Only | 15.64 | 25 mm diameter pipe | 6 | metre
15.65 | Painting G.I. pipes and fittings with two coats of anti-corrosive bitumastic paint of approved quality : | [53 empty] | 15.65 | Painting G.I. pipes and fittings with two coats of anti-corrosive bitumastic paint of approved quality :
15.66 | 15 mm diameter pipe |  | 20 | metre | 8.15 |  |  | Excess(+) | 1 | Full Conversion | INR | [40 empty] | 163 | 163 | INR One Hundred & Sixty Three Only | 15.66 | 15 mm diameter pipe | 20 | metre
15.67 | 20 mm diameter pipe |  | 50 | metre | 9.73 |  |  | Excess(+) | 1 | Full Conversion | INR | [40 empty] | 486.5 | 486.5 | INR Four Hundred & Eighty Six and Paise Fifty Only | 15.67 | 20 mm diameter pipe | 50 | metre
15.68 | 25 mm diameter pipe |  | 100 | metre | 12.41 |  |  | Excess(+) | 1 | Full Conversion | INR | [40 empty] | 1241 | 1241 | INR One Thousand Two Hundred & Forty One Only | 15.68 | 25 mm diameter pipe | 100 | metre
15.69 | 32 mm diameter pipe |  | 20 | metre | 14.95 |  |  | Excess(+) | 1 | Full Conversion | INR | [40 empty] | 299 | 299 | INR Two Hundred & Ninety Nine Only | 15.69 | 32 mm diameter pipe | 20 | metre
15.7 | 40 mm diameter pipe |  | 50 | metre | 17.01 |  |  | Excess(+) | 1 | Full Conversion | INR | [40 empty] | 850.5 | 850.5 | INR Eight Hundred & Fifty and Paise Fifty Only | 15.7 | 40 mm diameter pipe | 50 | metre
15.71 | 50 mm diameter pipe |  | 100 | metre | 20.47 |  |  | Excess(+) | 1 | Full Conversion | INR | [40 empty] | 2047 | 2047 | INR Two Thousand &Forty Seven Only | 15.71 | 50 mm diameter pipe | 100 | metre
15.72 | 80 mm diameter pipe |  | 12 | metre | 29.46 |  |  | Excess(+) | 1 | Full Conversion | INR | [40 empty] | 353.52 | 353.52 | INR Three Hundred & Fifty Three and Paise Fifty Two Only | 15.72 | 80 mm diameter pipe | 12 | metre
15.73 | Providing and filling sand of grading zone V or coarser grade, allround the G.I. pipes in external work : | [53 empty] | 15.73 | Providing and filling sand of grading zone V or coarser grade, allround the G.I. pipes in external work :
15.74 | 15 mm diameter pipe |  | 20 | metre | 125.03 |  |  | Excess(+) | 1 | Full Conversion | INR | [40 empty] | 2500.6 | 2500.6 | INR Two Thousand Five Hundred and Paise Sixty Only | 15.74 | 15 mm diameter pipe | 20 | metre
15.75 | 20 mm diameter pipe |  | 50 | metre | 126.74 |  |  | Excess(+) | 1 | Full Conversion | INR | [40 empty] | 6337 | 6337 | INR Six Thousand Three Hundred & Thirty Seven Only | 15.75 | 20 mm diameter pipe | 50 | metre
15.76 | 25 mm diameter pipe |  | 100 | metre | 130.12 |  |  | Excess(+) | 1 | Full Conversion | INR | [40 empty] | 13012 | 13012 | INR Thirteen Thousand &Twelve Only | 15.76 | 25 mm diameter pipe | 100 | metre
15.77 | 32 mm diameter pipe |  | 20 | metre | 133.49 |  |  | Excess(+) | 1 | Full Conversion | INR | [40 empty] | 2669.8 | 2669.8 | INR Two Thousand Six Hundred & Sixty Nine and Paise Eighty Only | 15.77 | 32 mm diameter pipe | 20 | metre
15.78 | 40 mm diameter pipe |  | 50 | metre | 135.16 |  |  | Excess(+) | 1 | Full Conversion | INR | [40 empty] | 6758 | 6758 | INR Six Thousand Seven Hundred & Fifty Eight Only | 15.78 | 40 mm diameter pipe | 50 | metre
15.79 | 50 mm diameter pipe |  | 100 | metre | 140.25 |  |  | Excess(+) | 1 | Full Conversion | INR | [40 empty] | 14025 | 14025 | INR Fourteen Thousand &Twenty Five Only | 15.79 | 50 mm diameter pipe | 100 | metre
15.8 | 80 mm diameter pipe |  | 12 | metre | 228.1 |  |  | Excess(+) | 1 | Full Conversion | INR | [40 empty] | 2737.2 | 2737.2 | INR Two Thousand Seven Hundred & Thirty Seven and Paise Twenty Only | 15.8 | 80 mm diameter pipe | 12 | metre
15.81 | Providing and fixing G.I. Union in G.I. pipe including cutting and threading the pipe and making long screws etc. complete (New work) : | [53 empty] | 15.81 | Providing and fixing G.I. Union in G.I. pipe including cutting and threading the pipe and making long screws etc. complete (New work) :
15.82 | 15 mm nominal bore |  | 3 | each | 206.71 |  |  | Excess(+) | 1 | Full Conversion | INR | [40 empty] | 620.13 | 620.13 | INR Six Hundred & Twenty and Paise Thirteen Only | 15.82 | 15 mm nominal bore | 3 | each
15.83 | 20 mm nominal bore |  | 3 | each | 228.98 |  |  | Excess(+) | 1 | Full Conversion | INR | [40 empty] | 686.94 | 686.94 | INR Six Hundred & Eighty Six and Paise Ninety Four Only | 15.83 | 20 mm nominal bore | 3 | each
15.84 | 25 mm nominal bore |  | 4 | each | 298.2 |  |  | Excess(+) | 1 | Full Conversion | INR | [40 empty] | 1192.8 | 1192.8 | INR One Thousand One Hundred & Ninety Two and Paise Eighty Only | 15.84 | 25 mm nominal bore | 4 | each
15.85 | 32 mm nominal bore |  | 1 | each | 336.91 |  |  | Excess(+) | 1 | Full Conversion | INR | [40 empty] | 336.91 | 336.91 | INR Three Hundred & Thirty Six and Paise Ninety One Only | 15.85 | 32 mm nominal bore | 1 | each
15.86 | 40 mm nominal bore |  | 2 | each | 396.76 |  |  | Excess(+) | 1 | Full Conversion | INR | [40 empty] | 793.52 | 793.52 | INR Seven Hundred & Ninety Three and Paise Fifty Two Only | 15.86 | 40 mm nominal bore | 2 | each
15.87 | 50 mm nominal bore |  | 3 | each | 524.42 |  |  | Excess(+) | 1 | Full Conversion | INR | [40 empty] | 1573.26 | 1573.26 | INR One Thousand Five Hundred & Seventy Three and Paise Twenty Six Only | 15.87 | 50 mm nominal bore | 3 | each
15.88 | Providing and fixing G.I. Union in existing G.I. pipe line, cutting and threading the pipe and making long screws, including excavation, refilling the earth or cutting of wall and making good the same complete wherever required : | [53 empty] | 15.88 | Providing and fixing G.I. Union in existing G.I. pipe line, cutting and threading the pipe and making long screws, including excavation, refilling the earth or cutting of wall and making good the same complete wherever required :
15.89 | 15 mm nominal bore |  | 1 | each | 541.17 |  |  | Excess(+) | 1 | Full Conversion | INR | [40 empty] | 541.17 | 541.17 | INR Five Hundred & Forty One and Paise Seventeen Only | 15.89 | 15 mm nominal bore | 1 | each
15.9 | 20 mm nominal bore |  | 1 | each | 563.48 |  |  | Excess(+) | 1 | Full Conversion | INR | [40 empty] | 563.48 | 563.48 | INR Five Hundred & Sixty Three and Paise Forty Eight Only | 15.9 | 20 mm nominal bore | 1 | each
15.91 | 25 mm nominal bore |  | 1 | each | 632.7 |  |  | Excess(+) | 1 | Full Conversion | INR | [40 empty] | 632.7 | 632.7 | INR Six Hundred & Thirty Two and Paise Seventy Only | 15.91 | 25 mm nominal bore | 1 | each
15.92 | 32 mm nominal bore |  | 1 | each | 671.42 |  |  | Excess(+) | 1 | Full Conversion | INR | [40 empty] | 671.42 | 671.42 | INR Six Hundred & Seventy One and Paise Forty Two Only | 15.92 | 32 mm nominal bore | 1 | each
15.93 | 40 mm nominal bore |  | 1 | each | 731.21 |  |  | Excess(+) | 1 | Full Conversion | INR | [40 empty] | 731.21 | 731.21 | INR Seven Hundred & Thirty One and Paise Twenty One Only | 15.93 | 40 mm nominal bore | 1 | each
15.94 | 50 mm nominal bore |  | 1 | each | 980.53 |  |  | Excess(+) | 1 | Full Conversion | INR | [40 empty] | 980.53 | 980.53 | INR Nine Hundred & Eighty and Paise Fifty Three Only | 15.94 | 50 mm nominal bore | 1 | each
15.95 | Providing and fixing enclosed type water meter (bulk type) conforming to IS : 2373 and tested by Municipal Board complete with bolts, nuts, rubber insertions etc. (The tail pieces if required will be paid separately) : 150 mm dia nominal bore |  | 1 | each | 6774.05 |  |  | Excess(+) | 1 | Full Conversion | INR | [40 empty] | 6774.05 | 6774.05 | INR Six Thousand Seven Hundred & Seventy Four and Paise Five Only | 15.95 | Providing and fixing enclosed type water meter (bulk type) conforming to IS : 2373 and tested by Municipal Board complete with bolts, nuts, rubber insertions etc. (The tail pieces if required will be paid separately) : 150 mm dia nominal bore | 1 | each
15.96 | Cutting holes up to 30x30 cm in walls including making good the same: | [53 empty] | 15.96 | Cutting holes up to 30x30 cm in walls including making good the same:
15.97 | With common burnt clay F.P.S. (non modular) bricks |  | 3 | each | 286.94 |  |  | Excess(+) | 1 | Full Conversion | INR | [40 empty] | 860.82 | 860.82 | INR Eight Hundred & Sixty and Paise Eighty Two Only | 15.97 | With common burnt clay F.P.S. (non modular) bricks | 3 | each
16 | DRAINAGE | [53 empty] | 16 | DRAINAGE
16.01 | Providing, laying and jointing glazed stoneware pipes class SP-1 with stiff mixture of cement mortar in the proportion of 1:1 (1 cement : 1 fine sand) including testing of joints etc. complete : | [53 empty] | 16.01 | Providing, laying and jointing glazed stoneware pipes class SP-1 with stiff mixture of cement mortar in the proportion of 1:1 (1 cement : 1 fine sand) including testing of joints etc. complete :
16.02 | 100 mm diameter |  | 3 | metre | 277.99 |  |  | Excess(+) | 1 | Full Conversion | INR | [40 empty] | 833.97 | 833.97 | INR Eight Hundred & Thirty Three and Paise Ninety Seven Only | 16.02 | 100 mm diameter | 3 | metre
16.03 | 150 mm diameter |  | 58 | metre | 438.58 |  |  | Excess(+) | 1 | Full Conversion | INR | [40 empty] | 25437.64 | 25437.64 | INR Twenty Five Thousand Four Hundred & Thirty Seven and Paise Sixty Four Only | 16.03 | 150 mm diameter | 58 | metre
16.04 | Providing and laying cement concrete 1:5:10 (1 cement : 5 coarse sand : 10 graded stone aggregate 40 mm nominal size) all-round S.W. pipes including bed concrete as per standard design : | [53 empty] | 16.04 | Providing and laying cement concrete 1:5:10 (1 cement : 5 coarse sand : 10 graded stone aggregate 40 mm nominal size) all-round S.W. pipes including bed concrete as per standard design :
16.05 | 100 mm diameter S.W. pipe |  | 3 | metre | 716.35 |  |  | Excess(+) | 1 | Full Conversion | INR | [40 empty] | 2149.05 | 2149.05 | INR Two Thousand One Hundred & Forty Nine and Paise Five Only | 16.05 | 100 mm diameter S.W. pipe | 3 | metre
16.06 | 150 mm diameter S.W. pipe |  | 58 | metre | 876.06 |  |  | Excess(+) | 1 | Full Conversion | INR | [40 empty] | 50811.48 | 50811.48 | INR Fifty Thousand Eight Hundred & Eleven and Paise Forty Eight Only | 16.06 | 150 mm diameter S.W. pipe | 58 | metre
16.07 | Providing and laying non-pressure NP2 class (light duty) R.C.C. pipes with collars jointed with stiff mixture of cement mortar in the proportion of 1:2 (1 cement : 2 fine sand) including testing of joints etc. complete : | [53 empty] | 16.07 | Providing and laying non-pressure NP2 class (light duty) R.C.C. pipes with collars jointed with stiff mixture of cement mortar in the proportion of 1:2 (1 cement : 2 fine sand) including testing of joints etc. complete :
16.08 | 150 mm dia. R.C.C. pipe |  | 58 | metre | 405.61 |  |  | Excess(+) | 1 | Full Conversion | INR | [40 empty] | 23525.38 | 23525.38 | INR Twenty Three Thousand Five Hundred & Twenty Five and Paise Thirty Eight Only | 16.08 | 150 mm dia. R.C.C. pipe | 58 | metre
16.09 | 250 mm dia. R.C.C. pipe |  | 58 | metre | 661.51 |  |  | Excess(+) | 1 | Full Conversion | INR | [40 empty] | 38367.58 | 38367.58 | INR Thirty Eight Thousand Three Hundred & Sixty Seven and Paise Fifty Eight Only | 16.09 | 250 mm dia. R.C.C. pipe | 58 | metre
16.1 | 300 mm dia. R.C.C. pipe |  | 35 | metre | 757.26 |  |  | Excess(+) | 1 | Full Conversion | INR | [40 empty] | 26504.1 | 26504.1 | INR Twenty Six Thousand Five Hundred & Four and Paise Ten Only | 16.1 | 300 mm dia. R.C.C. pipe | 35 | metre
16.11 | 450 mm dia. R.C.C. pipe |  | 12 | metre | 1221.13 |  |  | Excess(+) | 1 | Full Conversion | INR | [40 empty] | 14653.56 | 14653.56 | INR Fourteen Thousand Six Hundred & Fifty Three and Paise Fifty Six Only | 16.11 | 450 mm dia. R.C.C. pipe | 12 | metre
16.12 | 600 mm dia. R.C.C. pipe |  | 6 | metre | 1708.33 |  |  | Excess(+) | 1 | Full Conversion | INR | [40 empty] | 10249.98 | 10249.98 | INR Ten Thousand Two Hundred & Forty Nine and Paise Ninety Eight Only | 16.12 | 600 mm dia. R.C.C. pipe | 6 | metre
16.13 | Constructing brick masonry manhole in cement mortar 1:4 ( 1 cement : 4 coarse sand ) with R.C.C. top slab with 1:2:4 mix (1 cement : 2 coarse sand : 4 graded stone aggregate 20 mm nominal size), foundation concrete 1:4:8 mix (1 cement : 4 coarse sand : 8 graded stone aggregate 40 mm nominal size), inside plastering 12 mm thick with cement mortar 1:3 (1 cement : 3 coarse sand) finished with floating coat of neat cement and making channels in cement concrete 1:2:4 (1 cement : 2 coarse sand : 4 graded stone aggregate 20 mm nominal size) finished with a floating coat of neat cement complete as per standard design : | [53 empty] | 16.13 | Constructing brick masonry manhole in cement mortar 1:4 ( 1 cement : 4 coarse sand ) with R.C.C. top slab with 1:2:4 mix (1 cement : 2 coarse sand : 4 graded stone aggregate 20 mm nominal size), foundation concrete 1:4:8 mix (1 cement : 4 coarse sand : 8 graded stone aggregate 40 mm nominal size), inside plastering 12 mm thick with cement mortar 1:3 (1 cement : 3 coarse sand) finished with floating coat of neat cement and making channels in cement concrete 1:2:4 (1 cement : 2 coarse sand : 4 graded stone aggregate 20 mm nominal size) finished with a floating coat of neat cement complete as per standard design :
16.14 | Inside size 90x80 cm and 45 cm deep including C.I. cover with frame (light duty) 455x610 mm internal dimensions, total weight of cover and frame to be not less than 38 kg (weight of cover 23 kg and weight of frame 15 kg) : | [53 empty] | 16.14 | Inside size 90x80 cm and 45 cm deep including C.I. cover with frame (light duty) 455x610 mm internal dimensions, total weight of cover and frame to be not less than 38 kg (weight of cover 23 kg and weight of frame 15 kg) :
16.15 | With common burnt clay F.P.S. (non modular) bricks of class designation 7.5 |  | 8 | each | 9561.64 |  |  | Excess(+) | 1 | Full Conversion | INR | [40 empty] | 76493.12 | 76493.12 | INR Seventy Six Thousand Four Hundred & Ninety Three and Paise Twelve Only | 16.15 | With common burnt clay F.P.S. (non modular) bricks of class designation 7.5 | 8 | each
16.16 | Inside size 120x90 cm and 90 cm deep including C.I. cover with frame (medium duty) 500 mm internal diameter, total weight of cover and frame to be not less than 116 kg (weight of cover 58 kg and weight of frame 58 kg) : | [53 empty] | 16.16 | Inside size 120x90 cm and 90 cm deep including C.I. cover with frame (medium duty) 500 mm internal diameter, total weight of cover and frame to be not less than 116 kg (weight of cover 58 kg and weight of frame 58 kg) :
16.17 | With common burnt clay F.P.S. (non modular) bricks of class designation 7.5 |  | 3 | each | 20113.68 |  |  | Excess(+) | 1 | Full Conversion | INR | [40 empty] | 60341.04 | 60341.04 | INR Sixty Thousand Three Hundred & Forty One and Paise Four Only | 16.17 | With common burnt clay F.P.S. (non modular) bricks of class designation 7.5 | 3 | each
16.18 | Extra for depth for manholes : | [53 empty] | 16.18 | Extra for depth for manholes :
16.19 | Size 90x80 cm | [53 empty] | 16.19 | Size 90x80 cm
16.2 | With common burnt clay F.P.S. (non modular) bricks of class designation 7.5 |  | 1 | metre | 6578.69 |  |  | Excess(+) | 1 | Full Conversion | INR | [40 empty] | 6578.69 | 6578.69 | INR Six Thousand Five Hundred & Seventy Eight and Paise Sixty Nine Only | 16.2 | With common burnt clay F.P.S. (non modular) bricks of class designation 7.5 | 1 | metre
16.21 | Size 120x90 cm | [53 empty] | 16.21 | Size 120x90 cm
16.22 | With common burnt clay F.P.S. (non modular) bricks of class designation 7.5 |  | 1 | metre | 7886.54 |  |  | Excess(+) | 1 | Full Conversion | INR | [40 empty] | 7886.54 | 7886.54 | INR Seven Thousand Eight Hundred & Eighty Six and Paise Fifty Four Only | 16.22 | With common burnt clay F.P.S. (non modular) bricks of class designation 7.5 | 1 | metre
16.23 | Providing orange colour safety foot rest of minimum 6 mm thick plastic encapsulated as per IS : 10910, on 12 mm dia steel bar conforming to IS: 1786, having minimum cross section as 23 mmx25 mm and over all minimum length 263 mm and width as 165 mm with minimum 112 mm space between protruded legs having 2 mm tread on top surface by ribbing or chequering besides necessary and adequate anchoring projections on tail length on 138 mm as per standard drawing and suitable to with stand the bend test and chemical resistance test as per specifications and having manufacture's permanent identification mark to be visible even after fixing, including fixing in manholes with 30x20x15 cm cement concrete block 1:3:6 (1 cement : 3 coarse sand : 6 graded stone aggregate 20 mm nominal size) complete as per design. |  | 6 | each | 406.01 |  |  | Excess(+) | 1 | Full Conversion | INR | [40 empty] | 2436.06 | 2436.06 | INR Two Thousand Four Hundred & Thirty Six and Paise Six Only | 16.23 | Providing orange colour safety foot rest of minimum 6 mm thick plastic encapsulated as per IS : 10910, on 12 mm dia steel bar conforming to IS: 1786, having minimum cross section as 23 mmx25 mm and over all minimum length 263 mm and width as 165 mm with minimum 112 mm space between protruded legs having 2 mm tread on top surface by ribbing or chequering besides necessary and adequate anchoring projections on tail length on 138 mm as per standard drawing and suitable to with stand the bend test and chemical resistance test as per specifications and having manufacture's permanent identification mark to be visible even after fixing, including fixing in manholes with 30x20x15 cm cement concrete block 1:3:6 (1 cement : 3 coarse sand : 6 graded stone aggregate 20 mm nominal size) complete as per design. | 6 | each
16.24 | Providing and fixing in position pre-cast R.C.C. manhole cover and frame of required shape and approved quality | [53 empty] | 16.24 | Providing and fixing in position pre-cast R.C.C. manhole cover and frame of required shape and approved quality
16.25 | M D - 10 | [53 empty] | 16.25 | M D - 10
16.26 | Circular shape 500 mm internal diameter |  | 25 | each | 908.02 |  |  | Excess(+) | 1 | Full Conversion | INR | [40 empty] | 22700.5 | 22700.5 | INR Twenty Two Thousand Seven Hundred and Paise Fifty Only | 16.26 | Circular shape 500 mm internal diameter | 25 | each
16.27 | H D - 20 | [53 empty] | 16.27 | H D - 20
16.28 | Circular shape 560 mm internal diameter |  | 14 | each | 1290.22 |  |  | Excess(+) | 1 | Full Conversion | INR | [40 empty] | 18063.08 | 18063.08 | INR Eighteen Thousand &Sixty Three and Paise Eight Only | 16.28 | Circular shape 560 mm internal diameter | 14 | each
16.29 | EHD - 35 | [53 empty] | 16.29 | EHD - 35
16.3 | Circular shape 560 mm internal dia |  | 3 | each | 1630.43 |  |  | Excess(+) | 1 | Full Conversion | INR | [40 empty] | 4891.29 | 4891.29 | INR Four Thousand Eight Hundred & Ninety One and Paise Twenty Nine Only | 16.3 | Circular shape 560 mm internal dia | 3 | each
16.31 | Making connection of drain or sewer line with existing manhole including breaking into and making good the walls, floors with cement concrete 1:2:4 mix (1 cement : 2 coarse sand : 4 graded stone aggregate 20 mm nominal size) cement plastered on both sides with cement mortar 1:3 (1 cement : 3 coarse sand), finished with a floating coat of neat cement and making necessary channels for the drain etc. complete : | [53 empty] | 16.31 | Making connection of drain or sewer line with existing manhole including breaking into and making good the walls, floors with cement concrete 1:2:4 mix (1 cement : 2 coarse sand : 4 graded stone aggregate 20 mm nominal size) cement plastered on both sides with cement mortar 1:3 (1 cement : 3 coarse sand), finished with a floating coat of neat cement and making necessary channels for the drain etc. complete :
16.32 | For pipes 100 to 250 mm diameter |  | 9 | each | 546.69 |  |  | Excess(+) | 1 | Full Conversion | INR | [40 empty] | 4920.21 | 4920.21 | INR Four Thousand Nine Hundred & Twenty and Paise Twenty One Only | 16.32 | For pipes 100 to 250 mm diameter | 9 | each
16.33 | For pipes 250 to 300 mm diameter |  | 3 | each | 628.93 |  |  | Excess(+) | 1 | Full Conversion | INR | [40 empty] | 1886.79 | 1886.79 | INR One Thousand Eight Hundred & Eighty Six and Paise Seventy Nine Only | 16.33 | For pipes 250 to 300 mm diameter | 3 | each
16.34 | For pipes 350 to 450 mm diameter |  | 3 | each | 907.89 |  |  | Excess(+) | 1 | Full Conversion | INR | [40 empty] | 2723.67 | 2723.67 | INR Two Thousand Seven Hundred & Twenty Three and Paise Sixty Seven Only | 16.34 | For pipes 350 to 450 mm diameter | 3 | each
16.35 | Raising manhole cover and frame slab to required level including dismantling existing slab and making good the damage as required (Raising depth of manhole to be paid separately) : | [53 empty] | 16.35 | Raising manhole cover and frame slab to required level including dismantling existing slab and making good the damage as required (Raising depth of manhole to be paid separately) :
16.36 | Rectangular manhole 90x80 cm with rectangular cover 600 x 450 mm of grade LD - 2.5 |  | 35 | each | 2155.15 |  |  | Excess(+) | 1 | Full Conversion | INR | [40 empty] | 75430.25 | 75430.25 | INR Seventy Five Thousand Four Hundred & Thirty and Paise Twenty Five Only | 16.36 | Rectangular manhole 90x80 cm with rectangular cover 600 x 450 mm of grade LD - 2.5 | 35 | each
16.37 | Rectangular manhole 120x90 cm with circular cover 500 mm dia of grade MD - 10 |  | 6 | each | 3394.26 |  |  | Excess(+) | 1 | Full Conversion | INR | [40 empty] | 20365.56 | 20365.56 | INR Twenty Thousand Three Hundred & Sixty Five and Paise Fifty Six Only | 16.37 | Rectangular manhole 120x90 cm with circular cover 500 mm dia of grade MD - 10 | 6 | each
16.38 | Rectangular manhole 120x90 cm with circular cover 560 mm dia of grade HD - 20 |  | 3 | each | 3156.73 |  |  | Excess(+) | 1 | Full Conversion | INR | [40 empty] | 9470.19 | 9470.19 | INR Nine Thousand Four Hundred & Seventy and Paise Nineteen Only | 16.38 | Rectangular manhole 120x90 cm with circular cover 560 mm dia of grade HD - 20 | 3 | each
16.39 | Constructing brick masonry road gully chamber 50x45x60 cm with bricks in cement mortar 1:4 (1 cement : 4 coarse sand) including 500x450 mm pre-cast R.C.C. horizontal grating with frame complete as per standard design : | [53 empty] | 16.39 | Constructing brick masonry road gully chamber 50x45x60 cm with bricks in cement mortar 1:4 (1 cement : 4 coarse sand) including 500x450 mm pre-cast R.C.C. horizontal grating with frame complete as per standard design :
16.4 | With common burnt clay F.P.S. (non modular) bricks of class designation 7.5 |  | 6 | each | 4567.38 |  |  | Excess(+) | 1 | Full Conversion | INR | [40 empty] | 27404.28 | 27404.28 | INR Twenty Seven Thousand Four Hundred & Four and Paise Twenty Eight Only | 16.4 | With common burnt clay F.P.S. (non modular) bricks of class designation 7.5 | 6 | each
16.41 | Providing and laying Non Pressure NP-3 class (Medium duty) R.C.C. pipes including collars/spigot jointed with stiff mixture of cement mortar in the proportion of 1:2 (1 cement : 2 fine sand) including testing of joints etc. complete | [53 empty] | 16.41 | Providing and laying Non Pressure NP-3 class (Medium duty) R.C.C. pipes including collars/spigot jointed with stiff mixture of cement mortar in the proportion of 1:2 (1 cement : 2 fine sand) including testing of joints etc. complete
16.42 | 450 mm dia RCC pipes. |  | 18 | metre | 2037.62 |  |  | Excess(+) | 1 | Full Conversion | INR | [40 empty] | 36677.16 | 36677.16 | INR Thirty Six Thousand Six Hundred & Seventy Seven and Paise Sixteen Only | 16.42 | 450 mm dia RCC pipes. | 18 | metre
16.43 | 600 mm dia RCC pipes. |  | 6 | metre | 2616.88 |  |  | Excess(+) | 1 | Full Conversion | INR | [40 empty] | 15701.28 | 15701.28 | INR Fifteen Thousand Seven Hundred & One and Paise Twenty Eight Only | 16.43 | 600 mm dia RCC pipes. | 6 | metre
17 | MINOR CIVIL MAINTENANCE WORK: | [53 empty] | 17 | MINOR CIVIL MAINTENANCE WORK:
17.01 | "Providing and laying in position cement concrete of specified grade excluding the cost of centering and shuttering - All work up to plinth level : 1:5:10 (1 cement : 5 coarse sand (zone-III) derived from natural sources: 10 graded brick aggregate 40 mm nominal size derived from natural sources) |  | 9 | Cum | 4942.04 |  |  | Excess(+) | 1 | Full Conversion | INR | [40 empty] | 44478.36 | 44478.36 | INR Forty Four Thousand Four Hundred & Seventy Eight and Paise Thirty Six Only | 17.01 | "Providing and laying in position cement concrete of specified grade excluding the cost of centering and shuttering - All work up to plinth level : 1:5:10 (1 cement : 5 coarse sand (zone-III) derived from natural sources: 10 graded brick aggregate 40 mm nominal size derived from natural sources) | 9 | Cum
17.02 | "Providing and fixing cast iron butterfly valves with bolts, nuts, etc. complete, of CRANE or approved equivalent make & quality." | [53 empty] | 17.02 | "Providing and fixing cast iron butterfly valves with bolts, nuts, etc. complete, of CRANE or approved equivalent make & quality."
17.03 | 80 mm dia |  | 3 | Each | 3401.14 |  |  | Excess(+) | 1 | Full Conversion | INR | [40 empty] | 10203.42 | 10203.42 | INR Ten Thousand Two Hundred & Three and Paise Forty Two Only | 17.03 | 80 mm dia | 3 | Each
17.04 | 100 mm dia |  | 1 | Each | 4089.43 |  |  | Excess(+) | 1 | Full Conversion | INR | [40 empty] | 4089.43 | 4089.43 | INR Four Thousand &Eighty Nine and Paise Forty Three Only | 17.04 | 100 mm dia | 1 | Each
17.05 | 150 mm dia |  | 2 | Each | 5719.42 |  |  | Excess(+) | 1 | Full Conversion | INR | [40 empty] | 11438.84 | 11438.84 | INR Eleven Thousand Four Hundred & Thirty Eight and Paise Eighty Four Only | 17.05 | 150 mm dia | 2 | Each
17.06 | " P/F C.I. D joints to C.I. pipes i/c cutting the C.I. pipe, rubber gasket etc. with necessary arrangements etc. complete. " | [53 empty] | 17.06 | " P/F C.I. D joints to C.I. pipes i/c cutting the C.I. pipe, rubber gasket etc. with necessary arrangements etc. complete. "
17.07 | 80 mm diameter. |  | 6 | Each | 467.34 |  |  | Excess(+) | 1 | Full Conversion | INR | [40 empty] | 2804.04 | 2804.04 | INR Two Thousand Eight Hundred & Four and Paise Four Only | 17.07 | 80 mm diameter. | 6 | Each
17.08 | 100 mm diameter |  | 6 | Each | 615.52 |  |  | Excess(+) | 1 | Full Conversion | INR | [40 empty] | 3693.12 | 3693.12 | INR Three Thousand Six Hundred & Ninety Three and Paise Twelve Only | 17.08 | 100 mm diameter | 6 | Each
17.09 | 150 mm diameter |  | 5 | Each | 921.53 |  |  | Excess(+) | 1 | Full Conversion | INR | [40 empty] | 4607.65 | 4607.65 | INR Four Thousand Six Hundred & Seven and Paise Sixty Five Only | 17.09 | 150 mm diameter | 5 | Each
17.1 | 250 mm diameter |  | 1 | Each | 1692.24 |  |  | Excess(+) | 1 | Full Conversion | INR | [40 empty] | 1692.24 | 1692.24 | INR One Thousand Six Hundred & Ninety Two and Paise Twenty Four Only | 17.1 | 250 mm diameter | 1 | Each
17.11 | "P/F gun metal ball valve of Zoloto, Leader or approved equivalent make & quality with necessary arrangements etc. complete. " | [53 empty] | 17.11 | "P/F gun metal ball valve of Zoloto, Leader or approved equivalent make & quality with necessary arrangements etc. complete. "
17.12 | 15 mm nominal bore. |  | 6 | Each | 473.48 |  |  | Excess(+) | 1 | Full Conversion | INR | [40 empty] | 2840.88 | 2840.88 | INR Two Thousand Eight Hundred & Forty and Paise Eighty Eight Only | 17.12 | 15 mm nominal bore. | 6 | Each
17.13 | 20 mm nominal bore |  | 6 | Each | 646.21 |  |  | Excess(+) | 1 | Full Conversion | INR | [40 empty] | 3877.26 | 3877.26 | INR Three Thousand Eight Hundred & Seventy Seven and Paise Twenty Six Only | 17.13 | 20 mm nominal bore | 6 | Each
17.14 | 25 mm nominal bore |  | 6 | Each | 975.01 |  |  | Excess(+) | 1 | Full Conversion | INR | [40 empty] | 5850.06 | 5850.06 | INR Five Thousand Eight Hundred & Fifty and Paise Six Only | 17.14 | 25 mm nominal bore | 6 | Each
17.15 | 32 mm nominal bore |  | 3 | Each | 1639.63 |  |  | Excess(+) | 1 | Full Conversion | INR | [40 empty] | 4918.89 | 4918.89 | INR Four Thousand Nine Hundred & Eighteen and Paise Eighty Nine Only | 17.15 | 32 mm nominal bore | 3 | Each
17.16 | 40 mm nominal bore |  | 3 | Each | 2357.74 |  |  | Excess(+) | 1 | Full Conversion | INR | [40 empty] | 7073.22 | 7073.22 | INR Seven Thousand &Seventy Three and Paise Twenty Two Only | 17.16 | 40 mm nominal bore | 3 | Each
17.17 | 50 mm nominal bore |  | 3 | Each | 3359.05 |  |  | Excess(+) | 1 | Full Conversion | INR | [40 empty] | 10077.15 | 10077.15 | INR Ten Thousand &Seventy Seven and Paise Fifteen Only | 17.17 | 50 mm nominal bore | 3 | Each
17.18 | "P/F S.S. flanged (Fire Hydrant) Landing valve 80x63 mm suitable for connecting fire hose reel of standard size with all nuts,bolts, rubber packing and washers etc. complete." |  | 1 | Each | 5200.35 |  |  | Excess(+) | 1 | Full Conversion | INR | [40 empty] | 5200.35 | 5200.35 | INR Five Thousand Two Hundred and Paise Thirty Five Only | 17.18 | "P/F S.S. flanged (Fire Hydrant) Landing valve 80x63 mm suitable for connecting fire hose reel of standard size with all nuts,bolts, rubber packing and washers etc. complete." | 1 | Each
17.19 | "Providing and fixing cast iron double flanged horizontal type non return valve including 2 nos. matching flanges, nuts, bolts, 3.0 mm thick compressed gasket complete. " | [53 empty] | 17.19 | "Providing and fixing cast iron double flanged horizontal type non return valve including 2 nos. matching flanges, nuts, bolts, 3.0 mm thick compressed gasket complete. "
17.2 | 100 mm diameter |  | 1 | Each | 7278.39 |  |  | Excess(+) | 1 | Full Conversion | INR | [40 empty] | 7278.39 | 7278.39 | INR Seven Thousand Two Hundred & Seventy Eight and Paise Thirty Nine Only | 17.2 | 100 mm diameter | 1 | Each
17.21 | 150 mm diameter |  | 1 | Each | 12000 |  |  | Excess(+) | 1 | Full Conversion | INR | [40 empty] | 12000 | 12000 | INR Twelve Thousand Only | 17.21 | 150 mm diameter | 1 | Each
17.22 | "Providing lead caulked joints to spun iron or C.I. pipes and specials, including testing of joints but excluding the cost of pig lead: 80 mm diameter pipe." |  | 12 | Each | 301.62 |  |  | Excess(+) | 1 | Full Conversion | INR | [40 empty] | 3619.44 | 3619.44 | INR Three Thousand Six Hundred & Nineteen and Paise Forty Four Only | 17.22 | "Providing lead caulked joints to spun iron or C.I. pipes and specials, including testing of joints but excluding the cost of pig lead: 80 mm diameter pipe." | 12 | Each
17.23 | "Providing and fixing C.I. sluice valves (with cap) complete with bolts, nuts, rubber insertions etc. (the tail piece if required will be paid separately): 80 mm diameter. Class II. " |  | 3 | Each | 5946.51 |  |  | Excess(+) | 1 | Full Conversion | INR | [40 empty] | 17839.53 | 17839.53 | INR Seventeen Thousand Eight Hundred & Thirty Nine and Paise Fifty Three Only | 17.23 | "Providing and fixing C.I. sluice valves (with cap) complete with bolts, nuts, rubber insertions etc. (the tail piece if required will be paid separately): 80 mm diameter. Class II. " | 3 | Each
17.24 | "P/F controllers with low voltage releys, float type with PVC shroud, wiring from tank top to probes of required length ( No. of probs as required for function of each controller): To open solenoid valve on low water level in the over head water tank and to close when high water level in the OH tank, Nolta make or approved equivalent make." |  | 12 | Each | 3343.27 |  |  | Excess(+) | 1 | Full Conversion | INR | [40 empty] | 40119.24 | 40119.24 | INR Forty Thousand One Hundred & Nineteen and Paise Twenty Four Only | 17.24 | "P/F controllers with low voltage releys, float type with PVC shroud, wiring from tank top to probes of required length ( No. of probs as required for function of each controller): To open solenoid valve on low water level in the over head water tank and to close when high water level in the OH tank, Nolta make or approved equivalent make." | 12 | Each
17.25 | "P/F Motorized valve in tank filling line near the tanks i/c required fitting etc. complete in all respect, Honey wall or approved equivalent make." | [53 empty] | 17.25 | "P/F Motorized valve in tank filling line near the tanks i/c required fitting etc. complete in all respect, Honey wall or approved equivalent make."
17.26 | 25 mm diameter. |  | 1 | Each | 12223.59 |  |  | Excess(+) | 1 | Full Conversion | INR | [40 empty] | 12223.59 | 12223.59 | INR Twelve Thousand Two Hundred & Twenty Three and Paise Fifty Nine Only | 17.26 | 25 mm diameter. | 1 | Each
17.27 | 40 mm diameter |  | 2 | Each | 20355.98 |  |  | Excess(+) | 1 | Full Conversion | INR | [40 empty] | 40711.96 | 40711.96 | INR Forty Thousand Seven Hundred & Eleven and Paise Ninety Six Only | 17.27 | 40 mm diameter | 2 | Each
17.28 | 50 mm diameter |  | 1 | Each | 23941.25 |  |  | Excess(+) | 1 | Full Conversion | INR | [40 empty] | 23941.25 | 23941.25 | INR Twenty Three Thousand Nine Hundred & Forty One and Paise Twenty Five Only | 17.28 | 50 mm diameter | 1 | Each
17.29 | "P/F 3 mm thick acrylic plates of size 9"x 8" with screen printing writing and necessary screws etc. complete in all respect." |  | 28 | Each | 154.32 |  |  | Excess(+) | 1 | Full Conversion | INR | [40 empty] | 4320.96 | 4320.96 | INR Four Thousand Three Hundred & Twenty and Paise Ninety Six Only | 17.29 | "P/F 3 mm thick acrylic plates of size 9"x 8" with screen printing writing and necessary screws etc. complete in all respect." | 28 | Each
17.3 | "Providing and fixing pressure switch suitable till 7 kg/ cm2 pressure with pressure difference settings of Danfoss or approved equivalent make. " |  | 2 | Each | 3600.18 |  |  | Excess(+) | 1 | Full Conversion | INR | [40 empty] | 7200.36 | 7200.36 | INR Seven Thousand Two Hundred and Paise Thirty Six Only | 17.3 | "Providing and fixing pressure switch suitable till 7 kg/ cm2 pressure with pressure difference settings of Danfoss or approved equivalent make. " | 2 | Each
17.31 | "Providing and fixing pressure gauge with pressure range 0-7 kg / cm2 approved make." |  | 3 | Each | 2160.46 |  |  | Excess(+) | 1 | Full Conversion | INR | [40 empty] | 6481.38 | 6481.38 | INR Six Thousand Four Hundred & Eighty One and Paise Thirty Eight Only | 17.31 | "Providing and fixing pressure gauge with pressure range 0-7 kg / cm2 approved make." | 3 | Each
17.32 | "Providing and laying S&S centrifugally cast (spun) iron pipes (Class LA) conforming to IS - 1536 :" 80 mm diameter pipe |  | 29 | Meter | 1184.57 |  |  | Excess(+) | 1 | Full Conversion | INR | [40 empty] | 34352.53 | 34352.53 | INR Thirty Four Thousand Three Hundred & Fifty Two and Paise Fifty Three Only | 17.32 | "Providing and laying S&S centrifugally cast (spun) iron pipes (Class LA) conforming to IS - 1536 :" 80 mm diameter pipe | 29 | Meter
17.33 | "P/F C.I. ball valve of approved quality with necessary arrangements etc. Complete. 20 mm nominal bore." |  | 22 | Each | 619.9 |  |  | Excess(+) | 1 | Full Conversion | INR | [40 empty] | 13637.8 | 13637.8 | INR Thirteen Thousand Six Hundred & Thirty Seven and Paise Eighty Only | 17.33 | "P/F C.I. ball valve of approved quality with necessary arrangements etc. Complete. 20 mm nominal bore." | 22 | Each
Total in Figures | [51 empty] | 2543583.96 | 2543583.96 | INR Twenty Five Lakh Forty Three Thousand Five Hundred & Eighty Three and Paise Ninety Six Only
Quoted Rate in Figures |  |  |  | Select | [47 empty] | 0 | 0 | INR Zero Only
Quoted Rate in Words |  | INR Zero Only
Note on K15: gepadmin: 1. If you choose "Full Conversion" then Column BA (AMOUNT) and Column BB (TAXES) BOTH values will be convert based on selected Currency in (Column L). 2. If you choose "Partial Conversion" then Column BA (AMOUNT) only will be converted based on selected currency (Column L) and Column BB (TAXES) value (INR) will be added to the converted values.
Note on K16: gepadmin: 1. If you choose "Full Conversion" then Column BA (AMOUNT) and Column BB (TAXES) BOTH values will be convert based on selected Currency in (Column L). 2. If you choose "Partial Conversion" then Column BA (AMOUNT) only will be converted based on selected currency (Column L) and Column BB (TAXES) value (INR) will be added to the converted values.
Note on K33: gepadmin: 1. If you choose "Full Conversion" then Column BA (AMOUNT) and Column BB (TAXES) BOTH values will be convert based on selected Currency in (Column L). 2. If you choose "Partial Conversion" then Column BA (AMOUNT) only will be converted based on selected currency (Column L) and Column BB (TAXES) value (INR) will be added to the converted values.
Note on K34: gepadmin: 1. If you choose "Full Conversion" then Column BA (AMOUNT) and Column BB (TAXES) BOTH values will be convert based on selected Currency in (Column L). 2. If you choose "Partial Conversion" then Column BA (AMOUNT) only will be converted based on selected currency (Column L) and Column BB (TAXES) value (INR) will be added to the converted values.
Note on K37: gepadmin: 1. If you choose "Full Conversion" then Column BA (AMOUNT) and Column BB (TAXES) BOTH values will be convert based on selected Currency in (Column L). 2. If you choose "Partial Conversion" then Column BA (AMOUNT) only will be converted based on selected currency (Column L) and Column BB (TAXES) value (INR) will be added to the converted values.
Note on K38: gepadmin: 1. If you choose "Full Conversion" then Column BA (AMOUNT) and Column BB (TAXES) BOTH values will be convert based on selected Currency in (Column L). 2. If you choose "Partial Conversion" then Column BA (AMOUNT) only will be converted based on selected currency (Column L) and Column BB (TAXES) value (INR) will be added to the converted values.
Note on K39: gepadmin: 1. If you choose "Full Conversion" then Column BA (AMOUNT) and Column BB (TAXES) BOTH values will be convert based on selected Currency in (Column L). 2. If you choose "Partial Conversion" then Column BA (AMOUNT) only will be converted based on selected currency (Column L) and Column BB (TAXES) value (INR) will be added to the converted values.
Note on K42: gepadmin: 1. If you choose "Full Conversion" then Column BA (AMOUNT) and Column BB (TAXES) BOTH values will be convert based on selected Currency in (Column L). 2. If you choose "Partial Conversion" then Column BA (AMOUNT) only will be converted based on selected currency (Column L) and Column BB (TAXES) value (INR) will be added to the converted values.
Note on K19: gepadmin: 1. If you choose "Full Conversion" then Column BA (AMOUNT) and Column BB (TAXES) BOTH values will be convert based on selected Currency in (Column L). 2. If you choose "Partial Conversion" then Column BA (AMOUNT) only will be converted based on selected currency (Column L) and Column BB (TAXES) value (INR) will be added to the converted values.
Note on K21: gepadmin: 1. If you choose "Full Conversion" then Column BA (AMOUNT) and Column BB (TAXES) BOTH values will be convert based on selected Currency in (Column L). 2. If you choose "Partial Conversion" then Column BA (AMOUNT) only will be converted based on selected currency (Column L) and Column BB (TAXES) value (INR) will be added to the converted values.
Note on K28: gepadmin: 1. If you choose "Full Conversion" then Column BA (AMOUNT) and Column BB (TAXES) BOTH values will be convert based on selected Currency in (Column L). 2. If you choose "Partial Conversion" then Column BA (AMOUNT) only will be converted based on selected currency (Column L) and Column BB (TAXES) value (INR) will be added to the converted values.
Note on K30: gepadmin: 1. If you choose "Full Conversion" then Column BA (AMOUNT) and Column BB (TAXES) BOTH values will be convert based on selected Currency in (Column L). 2. If you choose "Partial Conversion" then Column BA (AMOUNT) only will be converted based on selected currency (Column L) and Column BB (TAXES) value (INR) will be added to the converted values.
Note on K32: gepadmin: 1. If you choose "Full Conversion" then Column BA (AMOUNT) and Column BB (TAXES) BOTH values will be convert based on selected Currency in (Column L). 2. If you choose "Partial Conversion" then Column BA (AMOUNT) only will be converted based on selected currency (Column L) and Column BB (TAXES) value (INR) will be added to the converted values.
Note on K24: gepadmin: 1. If you choose "Full Conversion" then Column BA (AMOUNT) and Column BB (TAXES) BOTH values will be convert based on selected Currency in (Column L). 2. If you choose "Partial Conversion" then Column BA (AMOUNT) only will be converted based on selected currency (Column L) and Column BB (TAXES) value (INR) will be added to the converted values.
Note on K25: gepadmin: 1. If you choose "Full Conversion" then Column BA (AMOUNT) and Column BB (TAXES) BOTH values will be convert based on selected Currency in (Column L). 2. If you choose "Partial Conversion" then Column BA (AMOUNT) only will be converted based on selected currency (Column L) and Column BB (TAXES) value (INR) will be added to the converted values.
Note on K26: gepadmin: 1. If you choose "Full Conversion" then Column BA (AMOUNT) and Column BB (TAXES) BOTH values will be convert based on selected Currency in (Column L). 2. If you choose "Partial Conversion" then Column BA (AMOUNT) only will be converted based on selected currency (Column L) and Column BB (TAXES) value (INR) will be added to the converted values.
Note on K27: gepadmin: 1. If you choose "Full Conversion" then Column BA (AMOUNT) and Column BB (TAXES) BOTH values will be convert based on selected Currency in (Column L). 2. If you choose "Partial Conversion" then Column BA (AMOUNT) only will be converted based on selected currency (Column L) and Column BB (TAXES) value (INR) will be added to the converted values.
Note on K43: gepadmin: 1. If you choose "Full Conversion" then Column BA (AMOUNT) and Column BB (TAXES) BOTH values will be convert based on selected Currency in (Column L). 2. If you choose "Partial Conversion" then Column BA (AMOUNT) only will be converted based on selected currency (Column L) and Column BB (TAXES) value (INR) will be added to the converted values.
Note on K45: gepadmin: 1. If you choose "Full Conversion" then Column BA (AMOUNT) and Column BB (TAXES) BOTH values will be convert based on selected Currency in (Column L). 2. If you choose "Partial Conversion" then Column BA (AMOUNT) only will be converted based on selected currency (Column L) and Column BB (TAXES) value (INR) will be added to the converted values.
Note on K46: gepadmin: 1. If you choose "Full Conversion" then Column BA (AMOUNT) and Column BB (TAXES) BOTH values will be convert based on selected Currency in (Column L). 2. If you choose "Partial Conversion" then Column BA (AMOUNT) only will be converted based on selected currency (Column L) and Column BB (TAXES) value (INR) will be added to the converted values.
Note on K47: gepadmin: 1. If you choose "Full Conversion" then Column BA (AMOUNT) and Column BB (TAXES) BOTH values will be convert based on selected Currency in (Column L). 2. If you choose "Partial Conversion" then Column BA (AMOUNT) only will be converted based on selected currency (Column L) and Column BB (TAXES) value (INR) will be added to the converted values.
Note on K49: gepadmin: 1. If you choose "Full Conversion" then Column BA (AMOUNT) and Column BB (TAXES) BOTH values will be convert based on selected Currency in (Column L). 2. If you choose "Partial Conversion" then Column BA (AMOUNT) only will be converted based on selected currency (Column L) and Column BB (TAXES) value (INR) will be added to the converted values.
Note on K52: gepadmin: 1. If you choose "Full Conversion" then Column BA (AMOUNT) and Column BB (TAXES) BOTH values will be convert based on selected Currency in (Column L). 2. If you choose "Partial Conversion" then Column BA (AMOUNT) only will be converted based on selected currency (Column L) and Column BB (TAXES) value (INR) will be added to the converted values.
Note on K54: gepadmin: 1. If you choose "Full Conversion" then Column BA (AMOUNT) and Column BB (TAXES) BOTH values will be convert based on selected Currency in (Column L). 2. If you choose "Partial Conversion" then Column BA (AMOUNT) only will be converted based on selected currency (Column L) and Column BB (TAXES) value (INR) will be added to the converted values.
Note on K56: gepadmin: 1. If you choose "Full Conversion" then Column BA (AMOUNT) and Column BB (TAXES) BOTH values will be convert based on selected Currency in (Column L). 2. If you choose "Partial Conversion" then Column BA (AMOUNT) only will be converted based on selected currency (Column L) and Column BB (TAXES) value (INR) will be added to the converted values.
Note on K58: gepadmin: 1. If you choose "Full Conversion" then Column BA (AMOUNT) and Column BB (TAXES) BOTH values will be convert based on selected Currency in (Column L). 2. If you choose "Partial Conversion" then Column BA (AMOUNT) only will be converted based on selected currency (Column L) and Column BB (TAXES) value (INR) will be added to the converted values.
Note on K59: gepadmin: 1. If you choose "Full Conversion" then Column BA (AMOUNT) and Column BB (TAXES) BOTH values will be convert based on selected Currency in (Column L). 2. If you choose "Partial Conversion" then Column BA (AMOUNT) only will be converted based on selected currency (Column L) and Column BB (TAXES) value (INR) will be added to the converted values.
Note on K61: gepadmin: 1. If you choose "Full Conversion" then Column BA (AMOUNT) and Column BB (TAXES) BOTH values will be convert based on selected Currency in (Column L). 2. If you choose "Partial Conversion" then Column BA (AMOUNT) only will be converted based on selected currency (Column L) and Column BB (TAXES) value (INR) will be added to the converted values.
Note on K64: gepadmin: 1. If you choose "Full Conversion" then Column BA (AMOUNT) and Column BB (TAXES) BOTH values will be convert based on selected Currency in (Column L). 2. If you choose "Partial Conversion" then Column BA (AMOUNT) only will be converted based on selected currency (Column L) and Column BB (TAXES) value (INR) will be added to the converted values.
Note on K65: gepadmin: 1. If you choose "Full Conversion" then Column BA (AMOUNT) and Column BB (TAXES) BOTH values will be convert based on selected Currency in (Column L). 2. If you choose "Partial Conversion" then Column BA (AMOUNT) only will be converted based on selected currency (Column L) and Column BB (TAXES) value (INR) will be added to the converted values.
Note on K67: gepadmin: 1. If you choose "Full Conversion" then Column BA (AMOUNT) and Column BB (TAXES) BOTH values will be convert based on selected Currency in (Column L). 2. If you choose "Partial Conversion" then Column BA (AMOUNT) only will be converted based on selected currency (Column L) and Column BB (TAXES) value (INR) will be added to the converted values.
Note on K69: gepadmin: 1. If you choose "Full Conversion" then Column BA (AMOUNT) and Column BB (TAXES) BOTH values will be convert based on selected Currency in (Column L). 2. If you choose "Partial Conversion" then Column BA (AMOUNT) only will be converted based on selected currency (Column L) and Column BB (TAXES) value (INR) will be added to the converted values.
Note on K71: gepadmin: 1. If you choose "Full Conversion" then Column BA (AMOUNT) and Column BB (TAXES) BOTH values will be convert based on selected Currency in (Column L). 2. If you choose "Partial Conversion" then Column BA (AMOUNT) only will be converted based on selected currency (Column L) and Column BB (TAXES) value (INR) will be added to the converted values.
Note on K73: gepadmin: 1. If you choose "Full Conversion" then Column BA (AMOUNT) and Column BB (TAXES) BOTH values will be convert based on selected Currency in (Column L). 2. If you choose "Partial Conversion" then Column BA (AMOUNT) only will be converted based on selected currency (Column L) and Column BB (TAXES) value (INR) will be added to the converted values.
Note on K75: gepadmin: 1. If you choose "Full Conversion" then Column BA (AMOUNT) and Column BB (TAXES) BOTH values will be convert based on selected Currency in (Column L). 2. If you choose "Partial Conversion" then Column BA (AMOUNT) only will be converted based on selected currency (Column L) and Column BB (TAXES) value (INR) will be added to the converted values.
Note on K77: gepadmin: 1. If you choose "Full Conversion" then Column BA (AMOUNT) and Column BB (TAXES) BOTH values will be convert based on selected Currency in (Column L). 2. If you choose "Partial Conversion" then Column BA (AMOUNT) only will be converted based on selected currency (Column L) and Column BB (TAXES) value (INR) will be added to the converted values.
Note on K79: gepadmin: 1. If you choose "Full Conversion" then Column BA (AMOUNT) and Column BB (TAXES) BOTH values will be convert based on selected Currency in (Column L). 2. If you choose "Partial Conversion" then Column BA (AMOUNT) only will be converted based on selected currency (Column L) and Column BB (TAXES) value (INR) will be added to the converted values.
Note on K80: gepadmin: 1. If you choose "Full Conversion" then Column BA (AMOUNT) and Column BB (TAXES) BOTH values will be convert based on selected Currency in (Column L). 2. If you choose "Partial Conversion" then Column BA (AMOUNT) only will be converted based on selected currency (Column L) and Column BB (TAXES) value (INR) will be added to the converted values.
Note on K82: gepadmin: 1. If you choose "Full Conversion" then Column BA (AMOUNT) and Column BB (TAXES) BOTH values will be convert based on selected Currency in (Column L). 2. If you choose "Partial Conversion" then Column BA (AMOUNT) only will be converted based on selected currency (Column L) and Column BB (TAXES) value (INR) will be added to the converted values.
Note on K84: gepadmin: 1. If you choose "Full Conversion" then Column BA (AMOUNT) and Column BB (TAXES) BOTH values will be convert based on selected Currency in (Column L). 2. If you choose "Partial Conversion" then Column BA (AMOUNT) only will be converted based on selected currency (Column L) and Column BB (TAXES) value (INR) will be added to the converted values.
Note on K87: gepadmin: 1. If you choose "Full Conversion" then Column BA (AMOUNT) and Column BB (TAXES) BOTH values will be convert based on selected Currency in (Column L). 2. If you choose "Partial Conversion" then Column BA (AMOUNT) only will be converted based on selected currency (Column L) and Column BB (TAXES) value (INR) will be added to the converted values.
Note on K89: gepadmin: 1. If you choose "Full Conversion" then Column BA (AMOUNT) and Column BB (TAXES) BOTH values will be convert based on selected Currency in (Column L). 2. If you choose "Partial Conversion" then Column BA (AMOUNT) only will be converted based on selected currency (Column L) and Column BB (TAXES) value (INR) will be added to the converted values.
Note on K91: gepadmin: 1. If you choose "Full Conversion" then Column BA (AMOUNT) and Column BB (TAXES) BOTH values will be convert based on selected Currency in (Column L). 2. If you choose "Partial Conversion" then Column BA (AMOUNT) only will be converted based on selected currency (Column L) and Column BB (TAXES) value (INR) will be added to the converted values.
Note on K92: gepadmin: 1. If you choose "Full Conversion" then Column BA (AMOUNT) and Column BB (TAXES) BOTH values will be convert based on selected Currency in (Column L). 2. If you choose "Partial Conversion" then Column BA (AMOUNT) only will be converted based on selected currency (Column L) and Column BB (TAXES) value (INR) will be added to the converted values.
Note on K94: gepadmin: 1. If you choose "Full Conversion" then Column BA (AMOUNT) and Column BB (TAXES) BOTH values will be convert based on selected Currency in (Column L). 2. If you choose "Partial Conversion" then Column BA (AMOUNT) only will be converted based on selected currency (Column L) and Column BB (TAXES) value (INR) will be added to the converted values.
Note on K95: gepadmin: 1. If you choose "Full Conversion" then Column BA (AMOUNT) and Column BB (TAXES) BOTH values will be convert based on selected Currency in (Column L). 2. If you choose "Partial Conversion" then Column BA (AMOUNT) only will be converted based on selected currency (Column L) and Column BB (TAXES) value (INR) will be added to the converted values.
Note on K98: gepadmin: 1. If you choose "Full Conversion" then Column BA (AMOUNT) and Column BB (TAXES) BOTH values will be convert based on selected Currency in (Column L). 2. If you choose "Partial Conversion" then Column BA (AMOUNT) only will be converted based on selected currency (Column L) and Column BB (TAXES) value (INR) will be added to the converted values.
Note on K99: gepadmin: 1. If you choose "Full Conversion" then Column BA (AMOUNT) and Column BB (TAXES) BOTH values will be convert based on selected Currency in (Column L). 2. If you choose "Partial Conversion" then Column BA (AMOUNT) only will be converted based on selected currency (Column L) and Column BB (TAXES) value (INR) will be added to the converted values.
Note on K101: gepadmin: 1. If you choose "Full Conversion" then Column BA (AMOUNT) and Column BB (TAXES) BOTH values will be convert based on selected Currency in (Column L). 2. If you choose "Partial Conversion" then Column BA (AMOUNT) only will be converted based on selected currency (Column L) and Column BB (TAXES) value (INR) will be added to the converted values.
Note on K104: gepadmin: 1. If you choose "Full Conversion" then Column BA (AMOUNT) and Column BB (TAXES) BOTH values will be convert based on selected Currency in (Column L). 2. If you choose "Partial Conversion" then Column BA (AMOUNT) only will be converted based on selected currency (Column L) and Column BB (TAXES) value (INR) will be added to the converted values.
Note on K106: gepadmin: 1. If you choose "Full Conversion" then Column BA (AMOUNT) and Column BB (TAXES) BOTH values will be convert based on selected Currency in (Column L). 2. If you choose "Partial Conversion" then Column BA (AMOUNT) only will be converted based on selected currency (Column L) and Column BB (TAXES) value (INR) will be added to the converted values.
Note on K108: gepadmin: 1. If you choose "Full Conversion" then Column BA (AMOUNT) and Column BB (TAXES) BOTH values will be convert based on selected Currency in (Column L). 2. If you choose "Partial Conversion" then Column BA (AMOUNT) only will be converted based on selected currency (Column L) and Column BB (TAXES) value (INR) will be added to the converted values.
Note on K110: gepadmin: 1. If you choose "Full Conversion" then Column BA (AMOUNT) and Column BB (TAXES) BOTH values will be convert based on selected Currency in (Column L). 2. If you choose "Partial Conversion" then Column BA (AMOUNT) only will be converted based on selected currency (Column L) and Column BB (TAXES) value (INR) will be added to the converted values.
Note on K111: gepadmin: 1. If you choose "Full Conversion" then Column BA (AMOUNT) and Column BB (TAXES) BOTH values will be convert based on selected Currency in (Column L). 2. If you choose "Partial Conversion" then Column BA (AMOUNT) only will be converted based on selected currency (Column L) and Column BB (TAXES) value (INR) will be added to the converted values.
Note on K114: gepadmin: 1. If you choose "Full Conversion" then Column BA (AMOUNT) and Column BB (TAXES) BOTH values will be convert based on selected Currency in (Column L). 2. If you choose "Partial Conversion" then Column BA (AMOUNT) only will be converted based on selected currency (Column L) and Column BB (TAXES) value (INR) will be added to the converted values.
Note on K116: gepadmin: 1. If you choose "Full Conversion" then Column BA (AMOUNT) and Column BB (TAXES) BOTH values will be convert based on selected Currency in (Column L). 2. If you choose "Partial Conversion" then Column BA (AMOUNT) only will be converted based on selected currency (Column L) and Column BB (TAXES) value (INR) will be added to the converted values.
Note on K118: gepadmin: 1. If you choose "Full Conversion" then Column BA (AMOUNT) and Column BB (TAXES) BOTH values will be convert based on selected Currency in (Column L). 2. If you choose "Partial Conversion" then Column BA (AMOUNT) only will be converted based on selected currency (Column L) and Column BB (TAXES) value (INR) will be added to the converted values.
Note on K119: gepadmin: 1. If you choose "Full Conversion" then Column BA (AMOUNT) and Column BB (TAXES) BOTH values will be convert based on selected Currency in (Column L). 2. If you choose "Partial Conversion" then Column BA (AMOUNT) only will be converted based on selected currency (Column L) and Column BB (TAXES) value (INR) will be added to the converted values.
Note on K121: gepadmin: 1. If you choose "Full Conversion" then Column BA (AMOUNT) and Column BB (TAXES) BOTH values will be convert based on selected Currency in (Column L). 2. If you choose "Partial Conversion" then Column BA (AMOUNT) only will be converted based on selected currency (Column L) and Column BB (TAXES) value (INR) will be added to the converted values.
Note on K123: gepadmin: 1. If you choose "Full Conversion" then Column BA (AMOUNT) and Column BB (TAXES) BOTH values will be convert based on selected Currency in (Column L). 2. If you choose "Partial Conversion" then Column BA (AMOUNT) only will be converted based on selected currency (Column L) and Column BB (TAXES) value (INR) will be added to the converted values.
Note on K125: gepadmin: 1. If you choose "Full Conversion" then Column BA (AMOUNT) and Column BB (TAXES) BOTH values will be convert based on selected Currency in (Column L). 2. If you choose "Partial Conversion" then Column BA (AMOUNT) only will be converted based on selected currency (Column L) and Column BB (TAXES) value (INR) will be added to the converted values.
Note on K127: gepadmin: 1. If you choose "Full Conversion" then Column BA (AMOUNT) and Column BB (TAXES) BOTH values will be convert based on selected Currency in (Column L). 2. If you choose "Partial Conversion" then Column BA (AMOUNT) only will be converted based on selected currency (Column L) and Column BB (TAXES) value (INR) will be added to the converted values.
Note on K129: gepadmin: 1. If you choose "Full Conversion" then Column BA (AMOUNT) and Column BB (TAXES) BOTH values will be convert based on selected Currency in (Column L). 2. If you choose "Partial Conversion" then Column BA (AMOUNT) only will be converted based on selected currency (Column L) and Column BB (TAXES) value (INR) will be added to the converted values.
Note on K130: gepadmin: 1. If you choose "Full Conversion" then Column BA (AMOUNT) and Column BB (TAXES) BOTH values will be convert based on selected Currency in (Column L). 2. If you choose "Partial Conversion" then Column BA (AMOUNT) only will be converted based on selected currency (Column L) and Column BB (TAXES) value (INR) will be added to the converted values.
Note on K132: gepadmin: 1. If you choose "Full Conversion" then Column BA (AMOUNT) and Column BB (TAXES) BOTH values will be convert based on selected Currency in (Column L). 2. If you choose "Partial Conversion" then Column BA (AMOUNT) only will be converted based on selected currency (Column L) and Column BB (TAXES) value (INR) will be added to the converted values.
Note on K133: gepadmin: 1. If you choose "Full Conversion" then Column BA (AMOUNT) and Column BB (TAXES) BOTH values will be convert based on selected Currency in (Column L). 2. If you choose "Partial Conversion" then Column BA (AMOUNT) only will be converted based on selected currency (Column L) and Column BB (TAXES) value (INR) will be added to the converted values.
Note on K134: gepadmin: 1. If you choose "Full Conversion" then Column BA (AMOUNT) and Column BB (TAXES) BOTH values will be convert based on selected Currency in (Column L). 2. If you choose "Partial Conversion" then Column BA (AMOUNT) only will be converted based on selected currency (Column L) and Column BB (TAXES) value (INR) will be added to the converted values.
Note on K136: gepadmin: 1. If you choose "Full Conversion" then Column BA (AMOUNT) and Column BB (TAXES) BOTH values will be convert based on selected Currency in (Column L). 2. If you choose "Partial Conversion" then Column BA (AMOUNT) only will be converted based on selected currency (Column L) and Column BB (TAXES) value (INR) will be added to the converted values.
Note on K138: gepadmin: 1. If you choose "Full Conversion" then Column BA (AMOUNT) and Column BB (TAXES) BOTH values will be convert based on selected Currency in (Column L). 2. If you choose "Partial Conversion" then Column BA (AMOUNT) only will be converted based on selected currency (Column L) and Column BB (TAXES) value (INR) will be added to the converted values.
Note on K140: gepadmin: 1. If you choose "Full Conversion" then Column BA (AMOUNT) and Column BB (TAXES) BOTH values will be convert based on selected Currency in (Column L). 2. If you choose "Partial Conversion" then Column BA (AMOUNT) only will be converted based on selected currency (Column L) and Column BB (TAXES) value (INR) will be added to the converted values.
Note on K143: gepadmin: 1. If you choose "Full Conversion" then Column BA (AMOUNT) and Column BB (TAXES) BOTH values will be convert based on selected Currency in (Column L). 2. If you choose "Partial Conversion" then Column BA (AMOUNT) only will be converted based on selected currency (Column L) and Column BB (TAXES) value (INR) will be added to the converted values.
Note on K144: gepadmin: 1. If you choose "Full Conversion" then Column BA (AMOUNT) and Column BB (TAXES) BOTH values will be convert based on selected Currency in (Column L). 2. If you choose "Partial Conversion" then Column BA (AMOUNT) only will be converted based on selected currency (Column L) and Column BB (TAXES) value (INR) will be added to the converted values.
Note on K145: gepadmin: 1. If you choose "Full Conversion" then Column BA (AMOUNT) and Column BB (TAXES) BOTH values will be convert based on selected Currency in (Column L). 2. If you choose "Partial Conversion" then Column BA (AMOUNT) only will be converted based on selected currency (Column L) and Column BB (TAXES) value (INR) will be added to the converted values.
Note on K148: gepadmin: 1. If you choose "Full Conversion" then Column BA (AMOUNT) and Column BB (TAXES) BOTH values will be convert based on selected Currency in (Column L). 2. If you choose "Partial Conversion" then Column BA (AMOUNT) only will be converted based on selected currency (Column L) and Column BB (TAXES) value (INR) will be added to the converted values.
Note on K149: gepadmin: 1. If you choose "Full Conversion" then Column BA (AMOUNT) and Column BB (TAXES) BOTH values will be convert based on selected Currency in (Column L). 2. If you choose "Partial Conversion" then Column BA (AMOUNT) only will be converted based on selected currency (Column L) and Column BB (TAXES) value (INR) will be added to the converted values.
Note on K150: gepadmin: 1. If you choose "Full Conversion" then Column BA (AMOUNT) and Column BB (TAXES) BOTH values will be convert based on selected Currency in (Column L). 2. If you choose "Partial Conversion" then Column BA (AMOUNT) only will be converted based on selected currency (Column L) and Column BB (TAXES) value (INR) will be added to the converted values.
Note on K152: gepadmin: 1. If you choose "Full Conversion" then Column BA (AMOUNT) and Column BB (TAXES) BOTH values will be convert based on selected Currency in (Column L). 2. If you choose "Partial Conversion" then Column BA (AMOUNT) only will be converted based on selected currency (Column L) and Column BB (TAXES) value (INR) will be added to the converted values.
Note on K154: gepadmin: 1. If you choose "Full Conversion" then Column BA (AMOUNT) and Column BB (TAXES) BOTH values will be convert based on selected Currency in (Column L). 2. If you choose "Partial Conversion" then Column BA (AMOUNT) only will be converted based on selected currency (Column L) and Column BB (TAXES) value (INR) will be added to the converted values.
Note on K155: gepadmin: 1. If you choose "Full Conversion" then Column BA (AMOUNT) and Column BB (TAXES) BOTH values will be convert based on selected Currency in (Column L). 2. If you choose "Partial Conversion" then Column BA (AMOUNT) only will be converted based on selected currency (Column L) and Column BB (TAXES) value (INR) will be added to the converted values.
Note on K157: gepadmin: 1. If you choose "Full Conversion" then Column BA (AMOUNT) and Column BB (TAXES) BOTH values will be convert based on selected Currency in (Column L). 2. If you choose "Partial Conversion" then Column BA (AMOUNT) only will be converted based on selected currency (Column L) and Column BB (TAXES) value (INR) will be added to the converted values.
Note on K158: gepadmin: 1. If you choose "Full Conversion" then Column BA (AMOUNT) and Column BB (TAXES) BOTH values will be convert based on selected Currency in (Column L). 2. If you choose "Partial Conversion" then Column BA (AMOUNT) only will be converted based on selected currency (Column L) and Column BB (TAXES) value (INR) will be added to the converted values.
Note on K160: gepadmin: 1. If you choose "Full Conversion" then Column BA (AMOUNT) and Column BB (TAXES) BOTH values will be convert based on selected Currency in (Column L). 2. If you choose "Partial Conversion" then Column BA (AMOUNT) only will be converted based on selected currency (Column L) and Column BB (TAXES) value (INR) will be added to the converted values.
Note on K162: gepadmin: 1. If you choose "Full Conversion" then Column BA (AMOUNT) and Column BB (TAXES) BOTH values will be convert based on selected Currency in (Column L). 2. If you choose "Partial Conversion" then Column BA (AMOUNT) only will be converted based on selected currency (Column L) and Column BB (TAXES) value (INR) will be added to the converted values.
Note on K163: gepadmin: 1. If you choose "Full Conversion" then Column BA (AMOUNT) and Column BB (TAXES) BOTH values will be convert based on selected Currency in (Column L). 2. If you choose "Partial Conversion" then Column BA (AMOUNT) only will be converted based on selected currency (Column L) and Column BB (TAXES) value (INR) will be added to the converted values.
Note on K164: gepadmin: 1. If you choose "Full Conversion" then Column BA (AMOUNT) and Column BB (TAXES) BOTH values will be convert based on selected Currency in (Column L). 2. If you choose "Partial Conversion" then Column BA (AMOUNT) only will be converted based on selected currency (Column L) and Column BB (TAXES) value (INR) will be added to the converted values.
Note on K167: gepadmin: 1. If you choose "Full Conversion" then Column BA (AMOUNT) and Column BB (TAXES) BOTH values will be convert based on selected Currency in (Column L). 2. If you choose "Partial Conversion" then Column BA (AMOUNT) only will be converted based on selected currency (Column L) and Column BB (TAXES) value (INR) will be added to the converted values.
Note on K168: gepadmin: 1. If you choose "Full Conversion" then Column BA (AMOUNT) and Column BB (TAXES) BOTH values will be convert based on selected Currency in (Column L). 2. If you choose "Partial Conversion" then Column BA (AMOUNT) only will be converted based on selected currency (Column L) and Column BB (TAXES) value (INR) will be added to the converted values.
Note on K171: gepadmin: 1. If you choose "Full Conversion" then Column BA (AMOUNT) and Column BB (TAXES) BOTH values will be convert based on selected Currency in (Column L). 2. If you choose "Partial Conversion" then Column BA (AMOUNT) only will be converted based on selected currency (Column L) and Column BB (TAXES) value (INR) will be added to the converted values.
Note on K172: gepadmin: 1. If you choose "Full Conversion" then Column BA (AMOUNT) and Column BB (TAXES) BOTH values will be convert based on selected Currency in (Column L). 2. If you choose "Partial Conversion" then Column BA (AMOUNT) only will be converted based on selected currency (Column L) and Column BB (TAXES) value (INR) will be added to the converted values.
Note on K173: gepadmin: 1. If you choose "Full Conversion" then Column BA (AMOUNT) and Column BB (TAXES) BOTH values will be convert based on selected Currency in (Column L). 2. If you choose "Partial Conversion" then Column BA (AMOUNT) only will be converted based on selected currency (Column L) and Column BB (TAXES) value (INR) will be added to the converted values.
Note on K175: gepadmin: 1. If you choose "Full Conversion" then Column BA (AMOUNT) and Column BB (TAXES) BOTH values will be convert based on selected Currency in (Column L). 2. If you choose "Partial Conversion" then Column BA (AMOUNT) only will be converted based on selected currency (Column L) and Column BB (TAXES) value (INR) will be added to the converted values.
Note on K176: gepadmin: 1. If you choose "Full Conversion" then Column BA (AMOUNT) and Column BB (TAXES) BOTH values will be convert based on selected Currency in (Column L). 2. If you choose "Partial Conversion" then Column BA (AMOUNT) only will be converted based on selected currency (Column L) and Column BB (TAXES) value (INR) will be added to the converted values.
Note on K177: gepadmin: 1. If you choose "Full Conversion" then Column BA (AMOUNT) and Column BB (TAXES) BOTH values will be convert based on selected Currency in (Column L). 2. If you choose "Partial Conversion" then Column BA (AMOUNT) only will be converted based on selected currency (Column L) and Column BB (TAXES) value (INR) will be added to the converted values.
Note on K178: gepadmin: 1. If you choose "Full Conversion" then Column BA (AMOUNT) and Column BB (TAXES) BOTH values will be convert based on selected Currency in (Column L). 2. If you choose "Partial Conversion" then Column BA (AMOUNT) only will be converted based on selected currency (Column L) and Column BB (TAXES) value (INR) will be added to the converted values.
Note on K179: gepadmin: 1. If you choose "Full Conversion" then Column BA (AMOUNT) and Column BB (TAXES) BOTH values will be convert based on selected Currency in (Column L). 2. If you choose "Partial Conversion" then Column BA (AMOUNT) only will be converted based on selected currency (Column L) and Column BB (TAXES) value (INR) will be added to the converted values.
Note on K180: gepadmin: 1. If you choose "Full Conversion" then Column BA (AMOUNT) and Column BB (TAXES) BOTH values will be convert based on selected Currency in (Column L). 2. If you choose "Partial Conversion" then Column BA (AMOUNT) only will be converted based on selected currency (Column L) and Column BB (TAXES) value (INR) will be added to the converted values.
Note on K181: gepadmin: 1. If you choose "Full Conversion" then Column BA (AMOUNT) and Column BB (TAXES) BOTH values will be convert based on selected Currency in (Column L). 2. If you choose "Partial Conversion" then Column BA (AMOUNT) only will be converted based on selected currency (Column L) and Column BB (TAXES) value (INR) will be added to the converted values.
Note on K183: gepadmin: 1. If you choose "Full Conversion" then Column BA (AMOUNT) and Column BB (TAXES) BOTH values will be convert based on selected Currency in (Column L). 2. If you choose "Partial Conversion" then Column BA (AMOUNT) only will be converted based on selected currency (Column L) and Column BB (TAXES) value (INR) will be added to the converted values.
Note on K184: gepadmin: 1. If you choose "Full Conversion" then Column BA (AMOUNT) and Column BB (TAXES) BOTH values will be convert based on selected Currency in (Column L). 2. If you choose "Partial Conversion" then Column BA (AMOUNT) only will be converted based on selected currency (Column L) and Column BB (TAXES) value (INR) will be added to the converted values.
Note on K186: gepadmin: 1. If you choose "Full Conversion" then Column BA (AMOUNT) and Column BB (TAXES) BOTH values will be convert based on selected Currency in (Column L). 2. If you choose "Partial Conversion" then Column BA (AMOUNT) only will be converted based on selected currency (Column L) and Column BB (TAXES) value (INR) will be added to the converted values.
Note on K188: gepadmin: 1. If you choose "Full Conversion" then Column BA (AMOUNT) and Column BB (TAXES) BOTH values will be convert based on selected Currency in (Column L). 2. If you choose "Partial Conversion" then Column BA (AMOUNT) only will be converted based on selected currency (Column L) and Column BB (TAXES) value (INR) will be added to the converted values.
Note on K189: gepadmin: 1. If you choose "Full Conversion" then Column BA (AMOUNT) and Column BB (TAXES) BOTH values will be convert based on selected Currency in (Column L). 2. If you choose "Partial Conversion" then Column BA (AMOUNT) only will be converted based on selected currency (Column L) and Column BB (TAXES) value (INR) will be added to the converted values.
Note on K190: gepadmin: 1. If you choose "Full Conversion" then Column BA (AMOUNT) and Column BB (TAXES) BOTH values will be convert based on selected Currency in (Column L). 2. If you choose "Partial Conversion" then Column BA (AMOUNT) only will be converted based on selected currency (Column L) and Column BB (TAXES) value (INR) will be added to the converted values.
Note on K191: gepadmin: 1. If you choose "Full Conversion" then Column BA (AMOUNT) and Column BB (TAXES) BOTH values will be convert based on selected Currency in (Column L). 2. If you choose "Partial Conversion" then Column BA (AMOUNT) only will be converted based on selected currency (Column L) and Column BB (TAXES) value (INR) will be added to the converted values.
Note on K192: gepadmin: 1. If you choose "Full Conversion" then Column BA (AMOUNT) and Column BB (TAXES) BOTH values will be convert based on selected Currency in (Column L). 2. If you choose "Partial Conversion" then Column BA (AMOUNT) only will be converted based on selected currency (Column L) and Column BB (TAXES) value (INR) will be added to the converted values.
Note on K194: gepadmin: 1. If you choose "Full Conversion" then Column BA (AMOUNT) and Column BB (TAXES) BOTH values will be convert based on selected Currency in (Column L). 2. If you choose "Partial Conversion" then Column BA (AMOUNT) only will be converted based on selected currency (Column L) and Column BB (TAXES) value (INR) will be added to the converted values.
Note on K195: gepadmin: 1. If you choose "Full Conversion" then Column BA (AMOUNT) and Column BB (TAXES) BOTH values will be convert based on selected Currency in (Column L). 2. If you choose "Partial Conversion" then Column BA (AMOUNT) only will be converted based on selected currency (Column L) and Column BB (TAXES) value (INR) will be added to the converted values.
Note on K197: gepadmin: 1. If you choose "Full Conversion" then Column BA (AMOUNT) and Column BB (TAXES) BOTH values will be convert based on selected Currency in (Column L). 2. If you choose "Partial Conversion" then Column BA (AMOUNT) only will be converted based on selected currency (Column L) and Column BB (TAXES) value (INR) will be added to the converted values.
Note on K199: gepadmin: 1. If you choose "Full Conversion" then Column BA (AMOUNT) and Column BB (TAXES) BOTH values will be convert based on selected Currency in (Column L). 2. If you choose "Partial Conversion" then Column BA (AMOUNT) only will be converted based on selected currency (Column L) and Column BB (TAXES) value (INR) will be added to the converted values.
Note on K201: gepadmin: 1. If you choose "Full Conversion" then Column BA (AMOUNT) and Column BB (TAXES) BOTH values will be convert based on selected Currency in (Column L). 2. If you choose "Partial Conversion" then Column BA (AMOUNT) only will be converted based on selected currency (Column L) and Column BB (TAXES) value (INR) will be added to the converted values.
Note on K202: gepadmin: 1. If you choose "Full Conversion" then Column BA (AMOUNT) and Column BB (TAXES) BOTH values will be convert based on selected Currency in (Column L). 2. If you choose "Partial Conversion" then Column BA (AMOUNT) only will be converted based on selected currency (Column L) and Column BB (TAXES) value (INR) will be added to the converted values.
Note on K203: gepadmin: 1. If you choose "Full Conversion" then Column BA (AMOUNT) and Column BB (TAXES) BOTH values will be convert based on selected Currency in (Column L). 2. If you choose "Partial Conversion" then Column BA (AMOUNT) only will be converted based on selected currency (Column L) and Column BB (TAXES) value (INR) will be added to the converted values.
Note on K204: gepadmin: 1. If you choose "Full Conversion" then Column BA (AMOUNT) and Column BB (TAXES) BOTH values will be convert based on selected Currency in (Column L). 2. If you choose "Partial Conversion" then Column BA (AMOUNT) only will be converted based on selected currency (Column L) and Column BB (TAXES) value (INR) will be added to the converted values.
Note on K205: gepadmin: 1. If you choose "Full Conversion" then Column BA (AMOUNT) and Column BB (TAXES) BOTH values will be convert based on selected Currency in (Column L). 2. If you choose "Partial Conversion" then Column BA (AMOUNT) only will be converted based on selected currency (Column L) and Column BB (TAXES) value (INR) will be added to the converted values.
Note on K207: gepadmin: 1. If you choose "Full Conversion" then Column BA (AMOUNT) and Column BB (TAXES) BOTH values will be convert based on selected Currency in (Column L). 2. If you choose "Partial Conversion" then Column BA (AMOUNT) only will be converted based on selected currency (Column L) and Column BB (TAXES) value (INR) will be added to the converted values.
Note on K208: gepadmin: 1. If you choose "Full Conversion" then Column BA (AMOUNT) and Column BB (TAXES) BOTH values will be convert based on selected Currency in (Column L). 2. If you choose "Partial Conversion" then Column BA (AMOUNT) only will be converted based on selected currency (Column L) and Column BB (TAXES) value (INR) will be added to the converted values.
Note on K209: gepadmin: 1. If you choose "Full Conversion" then Column BA (AMOUNT) and Column BB (TAXES) BOTH values will be convert based on selected Currency in (Column L). 2. If you choose "Partial Conversion" then Column BA (AMOUNT) only will be converted based on selected currency (Column L) and Column BB (TAXES) value (INR) will be added to the converted values.
Note on K210: gepadmin: 1. If you choose "Full Conversion" then Column BA (AMOUNT) and Column BB (TAXES) BOTH values will be convert based on selected Currency in (Column L). 2. If you choose "Partial Conversion" then Column BA (AMOUNT) only will be converted based on selected currency (Column L) and Column BB (TAXES) value (INR) will be added to the converted values.
Note on K211: gepadmin: 1. If you choose "Full Conversion" then Column BA (AMOUNT) and Column BB (TAXES) BOTH values will be convert based on selected Currency in (Column L). 2. If you choose "Partial Conversion" then Column BA (AMOUNT) only will be converted based on selected currency (Column L) and Column BB (TAXES) value (INR) will be added to the converted values.
Note on K212: gepadmin: 1. If you choose "Full Conversion" then Column BA (AMOUNT) and Column BB (TAXES) BOTH values will be convert based on selected Currency in (Column L). 2. If you choose "Partial Conversion" then Column BA (AMOUNT) only will be converted based on selected currency (Column L) and Column BB (TAXES) value (INR) will be added to the converted values.
Note on K214: gepadmin: 1. If you choose "Full Conversion" then Column BA (AMOUNT) and Column BB (TAXES) BOTH values will be convert based on selected Currency in (Column L). 2. If you choose "Partial Conversion" then Column BA (AMOUNT) only will be converted based on selected currency (Column L) and Column BB (TAXES) value (INR) will be added to the converted values.
Note on K215: gepadmin: 1. If you choose "Full Conversion" then Column BA (AMOUNT) and Column BB (TAXES) BOTH values will be convert based on selected Currency in (Column L). 2. If you choose "Partial Conversion" then Column BA (AMOUNT) only will be converted based on selected currency (Column L) and Column BB (TAXES) value (INR) will be added to the converted values.
Note on K216: gepadmin: 1. If you choose "Full Conversion" then Column BA (AMOUNT) and Column BB (TAXES) BOTH values will be convert based on selected Currency in (Column L). 2. If you choose "Partial Conversion" then Column BA (AMOUNT) only will be converted based on selected currency (Column L) and Column BB (TAXES) value (INR) will be added to the converted values.
Note on K217: gepadmin: 1. If you choose "Full Conversion" then Column BA (AMOUNT) and Column BB (TAXES) BOTH values will be convert based on selected Currency in (Column L). 2. If you choose "Partial Conversion" then Column BA (AMOUNT) only will be converted based on selected currency (Column L) and Column BB (TAXES) value (INR) will be added to the converted values.
Note on K218: gepadmin: 1. If you choose "Full Conversion" then Column BA (AMOUNT) and Column BB (TAXES) BOTH values will be convert based on selected Currency in (Column L). 2. If you choose "Partial Conversion" then Column BA (AMOUNT) only will be converted based on selected currency (Column L) and Column BB (TAXES) value (INR) will be added to the converted values.
Note on K220: gepadmin: 1. If you choose "Full Conversion" then Column BA (AMOUNT) and Column BB (TAXES) BOTH values will be convert based on selected Currency in (Column L). 2. If you choose "Partial Conversion" then Column BA (AMOUNT) only will be converted based on selected currency (Column L) and Column BB (TAXES) value (INR) will be added to the converted values.
Note on K221: gepadmin: 1. If you choose "Full Conversion" then Column BA (AMOUNT) and Column BB (TAXES) BOTH values will be convert based on selected Currency in (Column L). 2. If you choose "Partial Conversion" then Column BA (AMOUNT) only will be converted based on selected currency (Column L) and Column BB (TAXES) value (INR) will be added to the converted values.
Note on K222: gepadmin: 1. If you choose "Full Conversion" then Column BA (AMOUNT) and Column BB (TAXES) BOTH values will be convert based on selected Currency in (Column L). 2. If you choose "Partial Conversion" then Column BA (AMOUNT) only will be converted based on selected currency (Column L) and Column BB (TAXES) value (INR) will be added to the converted values.
Note on K223: gepadmin: 1. If you choose "Full Conversion" then Column BA (AMOUNT) and Column BB (TAXES) BOTH values will be convert based on selected Currency in (Column L). 2. If you choose "Partial Conversion" then Column BA (AMOUNT) only will be converted based on selected currency (Column L) and Column BB (TAXES) value (INR) will be added to the converted values.
Note on K225: gepadmin: 1. If you choose "Full Conversion" then Column BA (AMOUNT) and Column BB (TAXES) BOTH values will be convert based on selected Currency in (Column L). 2. If you choose "Partial Conversion" then Column BA (AMOUNT) only will be converted based on selected currency (Column L) and Column BB (TAXES) value (INR) will be added to the converted values.
Note on K227: gepadmin: 1. If you choose "Full Conversion" then Column BA (AMOUNT) and Column BB (TAXES) BOTH values will be convert based on selected Currency in (Column L). 2. If you choose "Partial Conversion" then Column BA (AMOUNT) only will be converted based on selected currency (Column L) and Column BB (TAXES) value (INR) will be added to the converted values.
Note on K229: gepadmin: 1. If you choose "Full Conversion" then Column BA (AMOUNT) and Column BB (TAXES) BOTH values will be convert based on selected Currency in (Column L). 2. If you choose "Partial Conversion" then Column BA (AMOUNT) only will be converted based on selected currency (Column L) and Column BB (TAXES) value (INR) will be added to the converted values.
Note on K231: gepadmin: 1. If you choose "Full Conversion" then Column BA (AMOUNT) and Column BB (TAXES) BOTH values will be convert based on selected Currency in (Column L). 2. If you choose "Partial Conversion" then Column BA (AMOUNT) only will be converted based on selected currency (Column L) and Column BB (TAXES) value (INR) will be added to the converted values.
Note on K232: gepadmin: 1. If you choose "Full Conversion" then Column BA (AMOUNT) and Column BB (TAXES) BOTH values will be convert based on selected Currency in (Column L). 2. If you choose "Partial Conversion" then Column BA (AMOUNT) only will be converted based on selected currency (Column L) and Column BB (TAXES) value (INR) will be added to the converted values.
Note on K233: gepadmin: 1. If you choose "Full Conversion" then Column BA (AMOUNT) and Column BB (TAXES) BOTH values will be convert based on selected Currency in (Column L). 2. If you choose "Partial Conversion" then Column BA (AMOUNT) only will be converted based on selected currency (Column L) and Column BB (TAXES) value (INR) will be added to the converted values.
Note on K235: gepadmin: 1. If you choose "Full Conversion" then Column BA (AMOUNT) and Column BB (TAXES) BOTH values will be convert based on selected Currency in (Column L). 2. If you choose "Partial Conversion" then Column BA (AMOUNT) only will be converted based on selected currency (Column L) and Column BB (TAXES) value (INR) will be added to the converted values.
Note on K236: gepadmin: 1. If you choose "Full Conversion" then Column BA (AMOUNT) and Column BB (TAXES) BOTH values will be convert based on selected Currency in (Column L). 2. If you choose "Partial Conversion" then Column BA (AMOUNT) only will be converted based on selected currency (Column L) and Column BB (TAXES) value (INR) will be added to the converted values.
Note on K237: gepadmin: 1. If you choose "Full Conversion" then Column BA (AMOUNT) and Column BB (TAXES) BOTH values will be convert based on selected Currency in (Column L). 2. If you choose "Partial Conversion" then Column BA (AMOUNT) only will be converted based on selected currency (Column L) and Column BB (TAXES) value (INR) will be added to the converted values.
Note on K238: gepadmin: 1. If you choose "Full Conversion" then Column BA (AMOUNT) and Column BB (TAXES) BOTH values will be convert based on selected Currency in (Column L). 2. If you choose "Partial Conversion" then Column BA (AMOUNT) only will be converted based on selected currency (Column L) and Column BB (TAXES) value (INR) will be added to the converted values.
Note on K239: gepadmin: 1. If you choose "Full Conversion" then Column BA (AMOUNT) and Column BB (TAXES) BOTH values will be convert based on selected Currency in (Column L). 2. If you choose "Partial Conversion" then Column BA (AMOUNT) only will be converted based on selected currency (Column L) and Column BB (TAXES) value (INR) will be added to the converted values.
Note on K240: gepadmin: 1. If you choose "Full Conversion" then Column BA (AMOUNT) and Column BB (TAXES) BOTH values will be convert based on selected Currency in (Column L). 2. If you choose "Partial Conversion" then Column BA (AMOUNT) only will be converted based on selected currency (Column L) and Column BB (TAXES) value (INR) will be added to the converted values.
Note on K241: gepadmin: 1. If you choose "Full Conversion" then Column BA (AMOUNT) and Column BB (TAXES) BOTH values will be convert based on selected Currency in (Column L). 2. If you choose "Partial Conversion" then Column BA (AMOUNT) only will be converted based on selected currency (Column L) and Column BB (TAXES) value (INR) will be added to the converted values.
Note on K243: gepadmin: 1. If you choose "Full Conversion" then Column BA (AMOUNT) and Column BB (TAXES) BOTH values will be convert based on selected Currency in (Column L). 2. If you choose "Partial Conversion" then Column BA (AMOUNT) only will be converted based on selected currency (Column L) and Column BB (TAXES) value (INR) will be added to the converted values.
Note on K244: gepadmin: 1. If you choose "Full Conversion" then Column BA (AMOUNT) and Column BB (TAXES) BOTH values will be convert based on selected Currency in (Column L). 2. If you choose "Partial Conversion" then Column BA (AMOUNT) only will be converted based on selected currency (Column L) and Column BB (TAXES) value (INR) will be added to the converted values.
Note on K245: gepadmin: 1. If you choose "Full Conversion" then Column BA (AMOUNT) and Column BB (TAXES) BOTH values will be convert based on selected Currency in (Column L). 2. If you choose "Partial Conversion" then Column BA (AMOUNT) only will be converted based on selected currency (Column L) and Column BB (TAXES) value (INR) will be added to the converted values.
Note on K246: gepadmin: 1. If you choose "Full Conversion" then Column BA (AMOUNT) and Column BB (TAXES) BOTH values will be convert based on selected Currency in (Column L). 2. If you choose "Partial Conversion" then Column BA (AMOUNT) only will be converted based on selected currency (Column L) and Column BB (TAXES) value (INR) will be added to the converted values.
Note on K247: gepadmin: 1. If you choose "Full Conversion" then Column BA (AMOUNT) and Column BB (TAXES) BOTH values will be convert based on selected Currency in (Column L). 2. If you choose "Partial Conversion" then Column BA (AMOUNT) only will be converted based on selected currency (Column L) and Column BB (TAXES) value (INR) will be added to the converted values.
Note on K248: gepadmin: 1. If you choose "Full Conversion" then Column BA (AMOUNT) and Column BB (TAXES) BOTH values will be convert based on selected Currency in (Column L). 2. If you choose "Partial Conversion" then Column BA (AMOUNT) only will be converted based on selected currency (Column L) and Column BB (TAXES) value (INR) will be added to the converted values.
Note on K249: gepadmin: 1. If you choose "Full Conversion" then Column BA (AMOUNT) and Column BB (TAXES) BOTH values will be convert based on selected Currency in (Column L). 2. If you choose "Partial Conversion" then Column BA (AMOUNT) only will be converted based on selected currency (Column L) and Column BB (TAXES) value (INR) will be added to the converted values.
Note on K251: gepadmin: 1. If you choose "Full Conversion" then Column BA (AMOUNT) and Column BB (TAXES) BOTH values will be convert based on selected Currency in (Column L). 2. If you choose "Partial Conversion" then Column BA (AMOUNT) only will be converted based on selected currency (Column L) and Column BB (TAXES) value (INR) will be added to the converted values.
Note on K252: gepadmin: 1. If you choose "Full Conversion" then Column BA (AMOUNT) and Column BB (TAXES) BOTH values will be convert based on selected Currency in (Column L). 2. If you choose "Partial Conversion" then Column BA (AMOUNT) only will be converted based on selected currency (Column L) and Column BB (TAXES) value (INR) will be added to the converted values.
Note on K253: gepadmin: 1. If you choose "Full Conversion" then Column BA (AMOUNT) and Column BB (TAXES) BOTH values will be convert based on selected Currency in (Column L). 2. If you choose "Partial Conversion" then Column BA (AMOUNT) only will be converted based on selected currency (Column L) and Column BB (TAXES) value (INR) will be added to the converted values.
Note on K254: gepadmin: 1. If you choose "Full Conversion" then Column BA (AMOUNT) and Column BB (TAXES) BOTH values will be convert based on selected Currency in (Column L). 2. If you choose "Partial Conversion" then Column BA (AMOUNT) only will be converted based on selected currency (Column L) and Column BB (TAXES) value (INR) will be added to the converted values.
Note on K255: gepadmin: 1. If you choose "Full Conversion" then Column BA (AMOUNT) and Column BB (TAXES) BOTH values will be convert based on selected Currency in (Column L). 2. If you choose "Partial Conversion" then Column BA (AMOUNT) only will be converted based on selected currency (Column L) and Column BB (TAXES) value (INR) will be added to the converted values.
Note on K256: gepadmin: 1. If you choose "Full Conversion" then Column BA (AMOUNT) and Column BB (TAXES) BOTH values will be convert based on selected Currency in (Column L). 2. If you choose "Partial Conversion" then Column BA (AMOUNT) only will be converted based on selected currency (Column L) and Column BB (TAXES) value (INR) will be added to the converted values.
Note on K258: gepadmin: 1. If you choose "Full Conversion" then Column BA (AMOUNT) and Column BB (TAXES) BOTH values will be convert based on selected Currency in (Column L). 2. If you choose "Partial Conversion" then Column BA (AMOUNT) only will be converted based on selected currency (Column L) and Column BB (TAXES) value (INR) will be added to the converted values.
Note on K259: gepadmin: 1. If you choose "Full Conversion" then Column BA (AMOUNT) and Column BB (TAXES) BOTH values will be convert based on selected Currency in (Column L). 2. If you choose "Partial Conversion" then Column BA (AMOUNT) only will be converted based on selected currency (Column L) and Column BB (TAXES) value (INR) will be added to the converted values.
Note on K260: gepadmin: 1. If you choose "Full Conversion" then Column BA (AMOUNT) and Column BB (TAXES) BOTH values will be convert based on selected Currency in (Column L). 2. If you choose "Partial Conversion" then Column BA (AMOUNT) only will be converted based on selected currency (Column L) and Column BB (TAXES) value (INR) will be added to the converted values.
Note on K261: gepadmin: 1. If you choose "Full Conversion" then Column BA (AMOUNT) and Column BB (TAXES) BOTH values will be convert based on selected Currency in (Column L). 2. If you choose "Partial Conversion" then Column BA (AMOUNT) only will be converted based on selected currency (Column L) and Column BB (TAXES) value (INR) will be added to the converted values.
Note on K262: gepadmin: 1. If you choose "Full Conversion" then Column BA (AMOUNT) and Column BB (TAXES) BOTH values will be convert based on selected Currency in (Column L). 2. If you choose "Partial Conversion" then Column BA (AMOUNT) only will be converted based on selected currency (Column L) and Column BB (TAXES) value (INR) will be added to the converted values.
Note on K263: gepadmin: 1. If you choose "Full Conversion" then Column BA (AMOUNT) and Column BB (TAXES) BOTH values will be convert based on selected Currency in (Column L). 2. If you choose "Partial Conversion" then Column BA (AMOUNT) only will be converted based on selected currency (Column L) and Column BB (TAXES) value (INR) will be added to the converted values.
Note on K264: gepadmin: 1. If you choose "Full Conversion" then Column BA (AMOUNT) and Column BB (TAXES) BOTH values will be convert based on selected Currency in (Column L). 2. If you choose "Partial Conversion" then Column BA (AMOUNT) only will be converted based on selected currency (Column L) and Column BB (TAXES) value (INR) will be added to the converted values.
Note on K266: gepadmin: 1. If you choose "Full Conversion" then Column BA (AMOUNT) and Column BB (TAXES) BOTH values will be convert based on selected Currency in (Column L). 2. If you choose "Partial Conversion" then Column BA (AMOUNT) only will be converted based on selected currency (Column L) and Column BB (TAXES) value (INR) will be added to the converted values.
Note on K269: gepadmin: 1. If you choose "Full Conversion" then Column BA (AMOUNT) and Column BB (TAXES) BOTH values will be convert based on selected Currency in (Column L). 2. If you choose "Partial Conversion" then Column BA (AMOUNT) only will be converted based on selected currency (Column L) and Column BB (TAXES) value (INR) will be added to the converted values.
Note on K270: gepadmin: 1. If you choose "Full Conversion" then Column BA (AMOUNT) and Column BB (TAXES) BOTH values will be convert based on selected Currency in (Column L). 2. If you choose "Partial Conversion" then Column BA (AMOUNT) only will be converted based on selected currency (Column L) and Column BB (TAXES) value (INR) will be added to the converted values.
Note on K272: gepadmin: 1. If you choose "Full Conversion" then Column BA (AMOUNT) and Column BB (TAXES) BOTH values will be convert based on selected Currency in (Column L). 2. If you choose "Partial Conversion" then Column BA (AMOUNT) only will be converted based on selected currency (Column L) and Column BB (TAXES) value (INR) will be added to the converted values.
Note on K273: gepadmin: 1. If you choose "Full Conversion" then Column BA (AMOUNT) and Column BB (TAXES) BOTH values will be convert based on selected Currency in (Column L). 2. If you choose "Partial Conversion" then Column BA (AMOUNT) only will be converted based on selected currency (Column L) and Column BB (TAXES) value (INR) will be added to the converted values.
Note on K275: gepadmin: 1. If you choose "Full Conversion" then Column BA (AMOUNT) and Column BB (TAXES) BOTH values will be convert based on selected Currency in (Column L). 2. If you choose "Partial Conversion" then Column BA (AMOUNT) only will be converted based on selected currency (Column L) and Column BB (TAXES) value (INR) will be added to the converted values.
Note on K276: gepadmin: 1. If you choose "Full Conversion" then Column BA (AMOUNT) and Column BB (TAXES) BOTH values will be convert based on selected Currency in (Column L). 2. If you choose "Partial Conversion" then Column BA (AMOUNT) only will be converted based on selected currency (Column L) and Column BB (TAXES) value (INR) will be added to the converted values.
Note on K277: gepadmin: 1. If you choose "Full Conversion" then Column BA (AMOUNT) and Column BB (TAXES) BOTH values will be convert based on selected Currency in (Column L). 2. If you choose "Partial Conversion" then Column BA (AMOUNT) only will be converted based on selected currency (Column L) and Column BB (TAXES) value (INR) will be added to the converted values.
Note on K278: gepadmin: 1. If you choose "Full Conversion" then Column BA (AMOUNT) and Column BB (TAXES) BOTH values will be convert based on selected Currency in (Column L). 2. If you choose "Partial Conversion" then Column BA (AMOUNT) only will be converted based on selected currency (Column L) and Column BB (TAXES) value (INR) will be added to the converted values.
Note on K279: gepadmin: 1. If you choose "Full Conversion" then Column BA (AMOUNT) and Column BB (TAXES) BOTH values will be convert based on selected Currency in (Column L). 2. If you choose "Partial Conversion" then Column BA (AMOUNT) only will be converted based on selected currency (Column L) and Column BB (TAXES) value (INR) will be added to the converted values.
Note on K282: gepadmin: 1. If you choose "Full Conversion" then Column BA (AMOUNT) and Column BB (TAXES) BOTH values will be convert based on selected Currency in (Column L). 2. If you choose "Partial Conversion" then Column BA (AMOUNT) only will be converted based on selected currency (Column L) and Column BB (TAXES) value (INR) will be added to the converted values.
Note on K284: gepadmin: 1. If you choose "Full Conversion" then Column BA (AMOUNT) and Column BB (TAXES) BOTH values will be convert based on selected Currency in (Column L). 2. If you choose "Partial Conversion" then Column BA (AMOUNT) only will be converted based on selected currency (Column L) and Column BB (TAXES) value (INR) will be added to the converted values.
Note on K287: gepadmin: 1. If you choose "Full Conversion" then Column BA (AMOUNT) and Column BB (TAXES) BOTH values will be convert based on selected Currency in (Column L). 2. If you choose "Partial Conversion" then Column BA (AMOUNT) only will be converted based on selected currency (Column L) and Column BB (TAXES) value (INR) will be added to the converted values.
Note on K289: gepadmin: 1. If you choose "Full Conversion" then Column BA (AMOUNT) and Column BB (TAXES) BOTH values will be convert based on selected Currency in (Column L). 2. If you choose "Partial Conversion" then Column BA (AMOUNT) only will be converted based on selected currency (Column L) and Column BB (TAXES) value (INR) will be added to the converted values.
Note on K290: gepadmin: 1. If you choose "Full Conversion" then Column BA (AMOUNT) and Column BB (TAXES) BOTH values will be convert based on selected Currency in (Column L). 2. If you choose "Partial Conversion" then Column BA (AMOUNT) only will be converted based on selected currency (Column L) and Column BB (TAXES) value (INR) will be added to the converted values.
Note on K293: gepadmin: 1. If you choose "Full Conversion" then Column BA (AMOUNT) and Column BB (TAXES) BOTH values will be convert based on selected Currency in (Column L). 2. If you choose "Partial Conversion" then Column BA (AMOUNT) only will be converted based on selected currency (Column L) and Column BB (TAXES) value (INR) will be added to the converted values.
Note on K295: gepadmin: 1. If you choose "Full Conversion" then Column BA (AMOUNT) and Column BB (TAXES) BOTH values will be convert based on selected Currency in (Column L). 2. If you choose "Partial Conversion" then Column BA (AMOUNT) only will be converted based on selected currency (Column L) and Column BB (TAXES) value (INR) will be added to the converted values.
Note on K297: gepadmin: 1. If you choose "Full Conversion" then Column BA (AMOUNT) and Column BB (TAXES) BOTH values will be convert based on selected Currency in (Column L). 2. If you choose "Partial Conversion" then Column BA (AMOUNT) only will be converted based on selected currency (Column L) and Column BB (TAXES) value (INR) will be added to the converted values.
Note on K299: gepadmin: 1. If you choose "Full Conversion" then Column BA (AMOUNT) and Column BB (TAXES) BOTH values will be convert based on selected Currency in (Column L). 2. If you choose "Partial Conversion" then Column BA (AMOUNT) only will be converted based on selected currency (Column L) and Column BB (TAXES) value (INR) will be added to the converted values.
Note on K300: gepadmin: 1. If you choose "Full Conversion" then Column BA (AMOUNT) and Column BB (TAXES) BOTH values will be convert based on selected Currency in (Column L). 2. If you choose "Partial Conversion" then Column BA (AMOUNT) only will be converted based on selected currency (Column L) and Column BB (TAXES) value (INR) will be added to the converted values.
Note on K301: gepadmin: 1. If you choose "Full Conversion" then Column BA (AMOUNT) and Column BB (TAXES) BOTH values will be convert based on selected Currency in (Column L). 2. If you choose "Partial Conversion" then Column BA (AMOUNT) only will be converted based on selected currency (Column L) and Column BB (TAXES) value (INR) will be added to the converted values.
Note on K303: gepadmin: 1. If you choose "Full Conversion" then Column BA (AMOUNT) and Column BB (TAXES) BOTH values will be convert based on selected Currency in (Column L). 2. If you choose "Partial Conversion" then Column BA (AMOUNT) only will be converted based on selected currency (Column L) and Column BB (TAXES) value (INR) will be added to the converted values.
Note on K304: gepadmin: 1. If you choose "Full Conversion" then Column BA (AMOUNT) and Column BB (TAXES) BOTH values will be convert based on selected Currency in (Column L). 2. If you choose "Partial Conversion" then Column BA (AMOUNT) only will be converted based on selected currency (Column L) and Column BB (TAXES) value (INR) will be added to the converted values.
Note on K305: gepadmin: 1. If you choose "Full Conversion" then Column BA (AMOUNT) and Column BB (TAXES) BOTH values will be convert based on selected Currency in (Column L). 2. If you choose "Partial Conversion" then Column BA (AMOUNT) only will be converted based on selected currency (Column L) and Column BB (TAXES) value (INR) will be added to the converted values.
Note on K307: gepadmin: 1. If you choose "Full Conversion" then Column BA (AMOUNT) and Column BB (TAXES) BOTH values will be convert based on selected Currency in (Column L). 2. If you choose "Partial Conversion" then Column BA (AMOUNT) only will be converted based on selected currency (Column L) and Column BB (TAXES) value (INR) will be added to the converted values.
Note on K309: gepadmin: 1. If you choose "Full Conversion" then Column BA (AMOUNT) and Column BB (TAXES) BOTH values will be convert based on selected Currency in (Column L). 2. If you choose "Partial Conversion" then Column BA (AMOUNT) only will be converted based on selected currency (Column L) and Column BB (TAXES) value (INR) will be added to the converted values.
Note on K310: gepadmin: 1. If you choose "Full Conversion" then Column BA (AMOUNT) and Column BB (TAXES) BOTH values will be convert based on selected Currency in (Column L). 2. If you choose "Partial Conversion" then Column BA (AMOUNT) only will be converted based on selected currency (Column L) and Column BB (TAXES) value (INR) will be added to the converted values.
Note on K312: gepadmin: 1. If you choose "Full Conversion" then Column BA (AMOUNT) and Column BB (TAXES) BOTH values will be convert based on selected Currency in (Column L). 2. If you choose "Partial Conversion" then Column BA (AMOUNT) only will be converted based on selected currency (Column L) and Column BB (TAXES) value (INR) will be added to the converted values.
Note on K314: gepadmin: 1. If you choose "Full Conversion" then Column BA (AMOUNT) and Column BB (TAXES) BOTH values will be convert based on selected Currency in (Column L). 2. If you choose "Partial Conversion" then Column BA (AMOUNT) only will be converted based on selected currency (Column L) and Column BB (TAXES) value (INR) will be added to the converted values.
Note on K315: gepadmin: 1. If you choose "Full Conversion" then Column BA (AMOUNT) and Column BB (TAXES) BOTH values will be convert based on selected Currency in (Column L). 2. If you choose "Partial Conversion" then Column BA (AMOUNT) only will be converted based on selected currency (Column L) and Column BB (TAXES) value (INR) will be added to the converted values.
Note on K316: gepadmin: 1. If you choose "Full Conversion" then Column BA (AMOUNT) and Column BB (TAXES) BOTH values will be convert based on selected Currency in (Column L). 2. If you choose "Partial Conversion" then Column BA (AMOUNT) only will be converted based on selected currency (Column L) and Column BB (TAXES) value (INR) will be added to the converted values.
Note on K318: gepadmin: 1. If you choose "Full Conversion" then Column BA (AMOUNT) and Column BB (TAXES) BOTH values will be convert based on selected Currency in (Column L). 2. If you choose "Partial Conversion" then Column BA (AMOUNT) only will be converted based on selected currency (Column L) and Column BB (TAXES) value (INR) will be added to the converted values.
Note on K319: gepadmin: 1. If you choose "Full Conversion" then Column BA (AMOUNT) and Column BB (TAXES) BOTH values will be convert based on selected Currency in (Column L). 2. If you choose "Partial Conversion" then Column BA (AMOUNT) only will be converted based on selected currency (Column L) and Column BB (TAXES) value (INR) will be added to the converted values.
Note on K320: gepadmin: 1. If you choose "Full Conversion" then Column BA (AMOUNT) and Column BB (TAXES) BOTH values will be convert based on selected Currency in (Column L). 2. If you choose "Partial Conversion" then Column BA (AMOUNT) only will be converted based on selected currency (Column L) and Column BB (TAXES) value (INR) will be added to the converted values.
Note on K321: gepadmin: 1. If you choose "Full Conversion" then Column BA (AMOUNT) and Column BB (TAXES) BOTH values will be convert based on selected Currency in (Column L). 2. If you choose "Partial Conversion" then Column BA (AMOUNT) only will be converted based on selected currency (Column L) and Column BB (TAXES) value (INR) will be added to the converted values.
Note on K323: gepadmin: 1. If you choose "Full Conversion" then Column BA (AMOUNT) and Column BB (TAXES) BOTH values will be convert based on selected Currency in (Column L). 2. If you choose "Partial Conversion" then Column BA (AMOUNT) only will be converted based on selected currency (Column L) and Column BB (TAXES) value (INR) will be added to the converted values.
Note on K324: gepadmin: 1. If you choose "Full Conversion" then Column BA (AMOUNT) and Column BB (TAXES) BOTH values will be convert based on selected Currency in (Column L). 2. If you choose "Partial Conversion" then Column BA (AMOUNT) only will be converted based on selected currency (Column L) and Column BB (TAXES) value (INR) will be added to the converted values.
Note on K325: gepadmin: 1. If you choose "Full Conversion" then Column BA (AMOUNT) and Column BB (TAXES) BOTH values will be convert based on selected Currency in (Column L). 2. If you choose "Partial Conversion" then Column BA (AMOUNT) only will be converted based on selected currency (Column L) and Column BB (TAXES) value (INR) will be added to the converted values.
Note on K326: gepadmin: 1. If you choose "Full Conversion" then Column BA (AMOUNT) and Column BB (TAXES) BOTH values will be convert based on selected Currency in (Column L). 2. If you choose "Partial Conversion" then Column BA (AMOUNT) only will be converted based on selected currency (Column L) and Column BB (TAXES) value (INR) will be added to the converted values.
Note on K327: gepadmin: 1. If you choose "Full Conversion" then Column BA (AMOUNT) and Column BB (TAXES) BOTH values will be convert based on selected Currency in (Column L). 2. If you choose "Partial Conversion" then Column BA (AMOUNT) only will be converted based on selected currency (Column L) and Column BB (TAXES) value (INR) will be added to the converted values.
Note on K328: gepadmin: 1. If you choose "Full Conversion" then Column BA (AMOUNT) and Column BB (TAXES) BOTH values will be convert based on selected Currency in (Column L). 2. If you choose "Partial Conversion" then Column BA (AMOUNT) only will be converted based on selected currency (Column L) and Column BB (TAXES) value (INR) will be added to the converted values.
Note on K329: gepadmin: 1. If you choose "Full Conversion" then Column BA (AMOUNT) and Column BB (TAXES) BOTH values will be convert based on selected Currency in (Column L). 2. If you choose "Partial Conversion" then Column BA (AMOUNT) only will be converted based on selected currency (Column L) and Column BB (TAXES) value (INR) will be added to the converted values.
Note on K331: gepadmin: 1. If you choose "Full Conversion" then Column BA (AMOUNT) and Column BB (TAXES) BOTH values will be convert based on selected Currency in (Column L). 2. If you choose "Partial Conversion" then Column BA (AMOUNT) only will be converted based on selected currency (Column L) and Column BB (TAXES) value (INR) will be added to the converted values.
Note on K332: gepadmin: 1. If you choose "Full Conversion" then Column BA (AMOUNT) and Column BB (TAXES) BOTH values will be convert based on selected Currency in (Column L). 2. If you choose "Partial Conversion" then Column BA (AMOUNT) only will be converted based on selected currency (Column L) and Column BB (TAXES) value (INR) will be added to the converted values.
Note on K333: gepadmin: 1. If you choose "Full Conversion" then Column BA (AMOUNT) and Column BB (TAXES) BOTH values will be convert based on selected Currency in (Column L). 2. If you choose "Partial Conversion" then Column BA (AMOUNT) only will be converted based on selected currency (Column L) and Column BB (TAXES) value (INR) will be added to the converted values.
Note on K334: gepadmin: 1. If you choose "Full Conversion" then Column BA (AMOUNT) and Column BB (TAXES) BOTH values will be convert based on selected Currency in (Column L). 2. If you choose "Partial Conversion" then Column BA (AMOUNT) only will be converted based on selected currency (Column L) and Column BB (TAXES) value (INR) will be added to the converted values.
Note on K335: gepadmin: 1. If you choose "Full Conversion" then Column BA (AMOUNT) and Column BB (TAXES) BOTH values will be convert based on selected Currency in (Column L). 2. If you choose "Partial Conversion" then Column BA (AMOUNT) only will be converted based on selected currency (Column L) and Column BB (TAXES) value (INR) will be added to the converted values.
Note on K337: gepadmin: 1. If you choose "Full Conversion" then Column BA (AMOUNT) and Column BB (TAXES) BOTH values will be convert based on selected Currency in (Column L). 2. If you choose "Partial Conversion" then Column BA (AMOUNT) only will be converted based on selected currency (Column L) and Column BB (TAXES) value (INR) will be added to the converted values.
Note on K338: gepadmin: 1. If you choose "Full Conversion" then Column BA (AMOUNT) and Column BB (TAXES) BOTH values will be convert based on selected Currency in (Column L). 2. If you choose "Partial Conversion" then Column BA (AMOUNT) only will be converted based on selected currency (Column L) and Column BB (TAXES) value (INR) will be added to the converted values.
Note on K339: gepadmin: 1. If you choose "Full Conversion" then Column BA (AMOUNT) and Column BB (TAXES) BOTH values will be convert based on selected Currency in (Column L). 2. If you choose "Partial Conversion" then Column BA (AMOUNT) only will be converted based on selected currency (Column L) and Column BB (TAXES) value (INR) will be added to the converted values.
Note on K340: gepadmin: 1. If you choose "Full Conversion" then Column BA (AMOUNT) and Column BB (TAXES) BOTH values will be convert based on selected Currency in (Column L). 2. If you choose "Partial Conversion" then Column BA (AMOUNT) only will be converted based on selected currency (Column L) and Column BB (TAXES) value (INR) will be added to the converted values.
Note on K341: gepadmin: 1. If you choose "Full Conversion" then Column BA (AMOUNT) and Column BB (TAXES) BOTH values will be convert based on selected Currency in (Column L). 2. If you choose "Partial Conversion" then Column BA (AMOUNT) only will be converted based on selected currency (Column L) and Column BB (TAXES) value (INR) will be added to the converted values.
Note on K342: gepadmin: 1. If you choose "Full Conversion" then Column BA (AMOUNT) and Column BB (TAXES) BOTH values will be convert based on selected Currency in (Column L). 2. If you choose "Partial Conversion" then Column BA (AMOUNT) only will be converted based on selected currency (Column L) and Column BB (TAXES) value (INR) will be added to the converted values.
Note on K343: gepadmin: 1. If you choose "Full Conversion" then Column BA (AMOUNT) and Column BB (TAXES) BOTH values will be convert based on selected Currency in (Column L). 2. If you choose "Partial Conversion" then Column BA (AMOUNT) only will be converted based on selected currency (Column L) and Column BB (TAXES) value (INR) will be added to the converted values.
Note on K344: gepadmin: 1. If you choose "Full Conversion" then Column BA (AMOUNT) and Column BB (TAXES) BOTH values will be convert based on selected Currency in (Column L). 2. If you choose "Partial Conversion" then Column BA (AMOUNT) only will be converted based on selected currency (Column L) and Column BB (TAXES) value (INR) will be added to the converted values.

## Macros
Please Enable Macros to View BoQ information